## EY Ireland PPM Planner 2025
Archived Asset
Site Information | Site Information | PM Task Generation |  |  |  |  | Asset Information | Task Allocation | Contractor | Managed By | ISS Checklist (Y/N) | Purchase Order | 2024 Cost | 2025 Cost | Percentage Increase | Yearly Schedule | [11 empty] | Comments
|  | Maintenance Plan Description | Non-Stat | Stat | Non Stat | Stat | [9 empty] | Jan | Feb | Mar | Apr | May | Jun | Jul | Aug | Sep | Oct | Nov | Dec
Site | Building |  | Frequencies | Frequencies | Requires Doc | Requires Doc | Name | Work Group | Vendor | [6 empty] | 2025 | 2025 | 2025 | 2025 | 2025 | 2025 | 2025 | 2025 | 2025 | 2025 | 2025 | 2025
Waterford | The Atrium | BS-R-IE002-54.03-May-1 |  | 6M |  | 6M | 54.03:Split Systems / Heatpumps | Waterford - M&E PPM's | Burlington | Burlington |  | TBC | 744.48 | 960 |  | Yearly Schedule May: 6M - Done; Yearly Schedule Nov: 6M- Done
Waterford | The Atrium | BS-R-IE002-54.03-May-1 |  |  |  |  | UK-WFTA-FL01-SHP-54.03-AC Indoor Unit Fan Coils
Waterford | The Atrium | BS-R-IE002-54.03-May-1 |  |  |  |  | UK-WFTA-FL01-SHP-54.03-AC Split Wall Cassette
Waterford | The Atrium | BS-R-IE002-54.03-May-2 |  | 6M |  | 6M | 54.03:Condensers Air Cooled | Waterford - M&E PPM's | Burlington | Burlington |  | TBC | 744.48 | ref line 11 |  | Yearly Schedule May: 6M - Done; Yearly Schedule Nov: 6M- Done
Waterford | The Atrium | BS-R-IE002-54.03-May-2 |  |  |  |  | UK-WFTA-ROF-CAC-54.03-AC Condenser 1
Waterford | The Atrium | BS-R-IE002-54.03-May-2 |  |  |  |  | UK-WFTA-ROF-CAC-54.03-AC Condenser 2
Waterford | The Atrium | BS-R-IE002-54.03-May-2 |  |  |  |  | UK-WFTA-ROF-CAC-54.03-AC Condenser Comms Room
Waterford | The Atrium | BS-R-IE002-95.12-Dec-1 |  |  |  |  | UK-WFTA-FL01-WHE-95.12-Water Heater-002
Waterford | The Atrium | BS-R-IE002-95.12-Dec-1 |  |  |  |  | UK-WFTA-FL01-WHE-95.12-Water Heater-003
Waterford | The Atrium | BS-R-IE002-95.12-Dec-1 |  |  |  |  | UK-WFTA-FL01-WHE-95.12-Water Heater-004
Waterford | The Atrium | BS-R-IE002-95.12-Dec-1 |  |  |  |  | UK-WFTA-FL01-WHE-95.12-Water Heater-005
Waterford | The Atrium | BS-R-IE002-95.12-Dec-1 |  |  |  |  | UK-WFTA-FL01-WHE-95.12-Water Heater-007
Waterford | The Atrium | BS-R-IE002-95.12-Dec-1 |  |  |  |  | UK-WFTA-FL01-WHE-95.12-Water Heater-001
Waterford | The Atrium | BS-R-IE002-95.12-Dec-1 |  |  |  |  | UK-WFTA-FL01-WHE-95.12-Water Heater-006
Waterford | The Atrium | BS-R-IE002-51.01-Mar-1 |  | 3M |  |  | 51.01:Showers | Waterford - M&E PPM's | Burlington | Burlington | N | N/A | 0 | 0 |  | Yearly Schedule Jan: 3M; Yearly Schedule Apr: 3M - Done; Yearly Schedule Jul: 3M - Done; Yearly Schedule Oct: 3M - Done
Waterford | The Atrium | BS-R-IE002-51.01-Mar-1 |  |  |  |  | UK-WFTA-FL01-SHO-51.01-Shower-001
Waterford | The Atrium | BS-R-IE002-51.01-Mar-1 |  |  |  |  | UK-WFTA-FL01-SHO-51.01-Shower-002
Waterford | The Atrium | BS-R-IE002-NONSFG:DMF-Jun-1 | 12M |  |  |  | DMF:Domestic Appliances | Waterford - M&E PPM's | WPC Internal | ISS | N | N/A | 0 | 0 |  | Yearly Schedule May: 12M
Waterford | The Atrium | BS-R-IE002-NONSFG:DMF-Jun-1 |  |  |  |  | UK-WFTA-FL01-DMF-Non SFG-Dishwasher
Waterford | The Atrium | BS-R-IE002-NONSFG:DMF-Jun-1 |  |  |  |  | UK-WFTA-FL01-DMF-97.16-Microwave
Waterford | The Atrium | BS-R-IE002-NONSFG:DMF-Jun-1 |  |  |  |  | UK-WFTA-FL01-DMF-91.03-Coffee Machine
Waterford | The Atrium | BS-R-IE002-NONSFG:DMF-Jun-1 |  |  |  |  | UK-WFTA-FL01-DMF-10.02-Fridge
Waterford | The Atrium | BE-R-IE002-88.50-Jun-1 |  | 12M |  |  | 88.50:Mechanical Filing | Waterford - M&E PPM's | Masters Choice | ISS |  | TBC | Never Done | 1600 |  | Yearly Schedule May: 12M
Waterford | The Atrium | BE-R-IE002-88.50-Jun-1 |  |  |  |  | UK-WFTA-FL03-WAP-88.50-Mechanical Filing
Waterford | The Atrium | BS-R-IE002-95.12-Dec-1 |  | 12M |  |  | 95.12:Water Heaters Packaged Electric | Waterford - M&E PPM's | Burlington | Burlington |  | TBC | 93.06 | 480 |  | Yearly Schedule May: 12M - Done
Waterford | The Atrium | BE-R-IE002-95.12-Feb-1 |  |  |  |  | UK-WFTA-FL01-DWB-95.12-Zip:Drinking Water Boiler:3rd Kitchen
Waterford | The Atrium | BE-R-IE002-95.12-Feb-1 |  |  |  |  | UK-WFTA-FL01-DWB-95.12-Zip:Drinking Water Boiler:1st Canteen
Waterford | The Atrium | BE-R-IE002-49.02-Mar-1 | 12M |  |  |  | UK-WFTA-FL01-CTV-49.02-CCTV System | Waterford - M&E PPM's | Q3 | ISS |  |  | 713.34 | 80 |  | Yearly Schedule Feb: 12M - Done
Waterford | The Atrium | [5 empty] | Distribution Boards (DB's) | Waterford - M&E PPM's | ENG LEAD | ISS | [5 empty] | Yearly Schedule Feb: 12M - Done
Waterford | The Atrium | BE-R-IE002-14.20-Jun-1 | 12M |  |  |  | 14.20:Emergency Assistance Alarms | Waterford - M&E PPM's | Burlington | Burlington |  | TBC | 93.06 | 480 |  | Yearly Schedule May: 12M
Waterford | The Atrium | BE-R-IE002-37.01-Aug-1 |  | 3M |  | 12M | UK-WFTA-FL01-SEC-37.01-Emergency Light | Waterford - M&E PPM's | ENG LEAD | ISS | N | N/A | 1310.1 | 0 |  | Yearly Schedule Jan: 3M - Done; Yearly Schedule Apr: 3M - Done; Yearly Schedule Jul: 12M - Done; Yearly Schedule Oct: 3M - Done
Waterford | The Atrium | BE-R-IE002-14.20-Jun-1 | 1M |  |  |  | 14.20:Emergency Assistance Alarms | Waterford - M&E PPM's | WPC Internal | ISS | N | N/A | 0 | 0 |  | 1M - Done | 1M - Done | 1M - Done | 1M - Done | 12M - Done | 1M - Done | 1M - Done | 1M - Done | 1M - Done | 1M - Done | 1M - Done | 1M - Done
Waterford | The Atrium | BE-R-IE002-23.17-Jun-1 | 1M |  |  |  | UK-WFTA-FL01-FDI-23.17-Fire Doors | Waterford - M&E PPM's | WPC Internal | ISS | N | N/A | 0 | 0 |  | 1M - Done | 1M - Done | 1M - Done | 1M - Done | 1M - Done | 1M - Done | 1M - Done | 1M - Done | 1M - Done | 1M - Done | 1M - Done | 1M - Done
Waterford | The Atrium | BE-R-IE002-23.17-Jun-1 |  | 12M |  |  | UK-WFTA-FL01-FDI-23.17-Fire Doors | Waterford - M&E PPM's | Burlington | Burlington |  | TBC | 93.06 | 480 |  | Yearly Schedule May: 12M - Done
Waterford | The Atrium | BE-R-IE002-23.09-Jun-1 |  | 12M |  | 12M | UK-WFTA-FL01-FEC-23.09-Fire Extinguisher, CO2 | Waterford - M&E PPM's | G4S | Burlington |  |  | 613 | 420 |  | Yearly Schedule May: 12M - Done
Waterford | The Atrium | BE-R-IE002-32.02-Jun-1 |  | 1M |  | 1M | UK-WFTA-FL01-WSE-32.02-Hot & Cold Water Services | Waterford - M&E PPM's | WPC Internal | ISS | N | N/A | 0 | 0 |  | 1M - Done | 1M - Done | 1M - Done | 1M - Done | 1M - Done | 1M - Done | 1M - Done | 1M - Done | 1M - Done | 1M - Done | 1M - Done | 1M - Done
Waterford | The Atrium | BE-R-IE002-32.02-Jun-1 |  | 12M |  | 12M | UK-WFTA-FL01-WSE-32.02-Hot & Cold Water Services | Waterford - M&E PPM's | Burlington | Burlington |  | TBC | 93.06 | 1400 |  | Yearly Schedule Feb: 6M - Done; Yearly Schedule Aug: 6M - Done
Waterford | The Atrium | BE-R-IE002-23.10-Jun-1 |  | 12M |  | 12M | UK-WFTA-FL01-FEF-23.10-Fire Extinguisher, Foam | Waterford - M&E PPM's | G4S | Burlington |  | TBC | 248 | ref line 46 |  | Yearly Schedule Mar: 12M - Done
Waterford | The Atrium | BE-R-IE002-44.02-Jun-1 |  | 12M |  |  | UK-WFTA-FL01-MSP-44.02-Main Incoming Switch Panel | Waterford - M&E PPM's | ENG LEAD | ISS | N | N/A | 1450 | 0 |  | Yearly Schedule May: 12M
Waterford | The Atrium | BE-R-IE002-14.24-Oct-1 | 12M,6M |  |  |  | UK-WFTA-FL01-UWD-14.24-Leak Detection | Waterford - M&E PPM's | G4S | Burlington |  | TBC | 480 | 634 |  | Yearly Schedule Mar: 6M - Done; Yearly Schedule Sep: 12M -Done
Waterford | The Atrium | BE-R-IE002-95.12-Feb-1 | 6M | 12M |  | 12M | 95.12:Zip Drinking Water Boiler | Waterford - M&E PPM's | ZIP TAP | ISS |  | P2011021399 | ref line 293 | ref line 293 |  | Yearly Schedule Feb: 12M - Done; Yearly Schedule Aug: 6M - Done
Waterford | The Atrium | BE-R-IE002-95.12-Feb-1 | 6M | 12M |  | 12M | UK-WFTA-FL01-DWB-95.12-Zip:Drinking Water Boiler:1st Canteen | Waterford - M&E PPM's | ZIP TAP | ISS |  | P2011021399 | ref line 293 | ref line 293 |  | Yearly Schedule Feb: 12M - Done; Yearly Schedule Aug: 6M - Done
Waterford | The Atrium | BE-R-IE002-87.06-Jun-1 |  | 12M |  |  | UK-WFTA-FL01-FBL-87.06-Fire Blanket | Waterford - M&E PPM's | G4S | Burlington |  | TBC | Never Done | ref line 46 |  | Yearly Schedule Mar: 12M
Waterford | The Atrium | BE-R-IE002-14.19-Feb-1 | 12M,6M |  |  |  | UK-WFTA-FL01-ASY-14.19-Access Control System | Waterford - M&E PPM's | Q3 | ISS |  |  | ref line 41 | 200 |  | Yearly Schedule Jan: 6M - Done; Yearly Schedule Jul: 6M - Done
Waterford | The Atrium | UK-WFTA-FL01-ASY-14.19-Access Control System | Waterford - M&E PPM's | Q3 | ISS |  | UK-WFTA-FL01-ASY-14.19-Access Control System | Waterford - M&E PPM's | WPC Internal | ISS | [5 empty] | 1M - Done | 1M - Done | 1M - Done | 1M - Done | 1M - Done | 1M - Done | 1M - Done | 1M - Done | 1M - Done | 1M - Done | 1M - Done | 1M - Done
Waterford | The Atrium | BE-R-IE002-14.19-Feb-1 |  |  |  |  | AED | Waterford - M&E PPM's | WPC Internal | ISS | [5 empty] | 1M - Done | 1M - Done | 1M - Done | 1M - Done | 1M - Done | 1M - Done | 1M - Done | 1M - Done | 1M - Done | 1M - Done | 1M - Done | 1M - Done
Waterford | The Atrium | BE-R-IE002-NONSFG:AVE-Oct-1-AV Electrosonic:Audio Visual Equipment | 6M |  |  |  | IE-WFTA-Audio Visual PM's | Digicom | DIGICOM | ISS |  | P2011022220 | ref line 445 | ref line 445 |  | Yearly Schedule Feb: 6M - Done; Yearly Schedule Aug: 6M - Done
Waterford | The Atrium | [5 empty] | UK-CQLQ-FL02-FAS-22.01-Fire Alarm System (includes intruder & fire alarm monitoring) | Waterford - M&E PPM's | Q3 | ISS | N |  | 450 | 470 |  | Yearly Schedule Feb: 6M - Done; Yearly Schedule Aug: 6M - Done
Cork | City Quarter | BS-R-IE006-14.22-Oct-1 | 12M,6M |  |  |  | 14.22:Distribution Boards (DB's) | Cork - M&E PPM's | ENG LEAD | ISS | N | N/A | 1450 | 0 |  | Yearly Schedule May: 12M - Done
Cork | City Quarter | BS-R-IE006-14.22-Oct-1 |  |  |  |  | UK-CQLQ-FL02-DBD-14.22-DB, Office 2B SDB - Main Switch Panel Sockets & Lighting Right
Cork | City Quarter | BS-R-IE006-14.22-Oct-1 |  |  |  |  | UK-CQLQ-FL02-DBD-14.22-DB Comms Room
Cork | City Quarter | BS-R-IE006-14.22-Oct-1 |  |  |  |  | UK-CQLQ-FL02-DBD-14.22-DB, Office 2A SDB - Main Switch Panel Sockets & Lighting Left
Cork | City Quarter | BS-R-IE006-23.09-Jul-1 |  | 12M |  | 12M | 23.09:Fire Extinguishers CO2 | Cork - M&E PPM's | G4S | Burlington |  | TBC | 380 | 585 |  | Yearly Schedule May: 12M - Done
Cork | City Quarter | BS-R-IE006-23.09-Jul-1 |  |  |  |  | UK-CQLQ-FL02-FEC-23.09-Fire Extinguisher, CO2
Cork | City Quarter | BS-R-IE006-20.08-Jul-1 | 6M |  |  |  | 20.08:Extract Fans | Cork - M&E PPM's | Burlington | Burlington |  | TBC | 186.12 | 960 |  | Yearly Schedule Feb: 6M - Done; Yearly Schedule Aug: 6M - Done
Cork | City Quarter | BS-R-IE006-20.08-Jul-1 |  |  |  |  | UK-CQLQ-FL02-FEX-20.08-Extract Fan-001
Cork | City Quarter | BS-R-IE006-20.08-Jul-1 |  |  |  |  | UK-CQLQ-FL02-FEX-20.08-Extract Fan-002
Cork | City Quarter | BS-R-IE006-54.03-May-1 |  | 6M |  | 6M | 54.03:Split Systems / Heatpumps | Cork - M&E PPM's | Burlington | Burlington |  | TBC | 930.6 | 960 |  | Yearly Schedule Feb: 6M - Done; Yearly Schedule Aug: 6M - Done
Cork | City Quarter | BS-R-IE006-54.03-May-1 |  |  |  |  | UK-CQLQ-FL02-SHP-54.03-Split Indoor Unit 2
Cork | City Quarter | BS-R-IE006-54.03-May-1 |  |  |  |  | UK-CQLQ-FL02-SHP-54.03-Split Indoor Unit 1
Cork | City Quarter | BS-R-IE006-54.03-May-2 |  | 6M |  | 6M | 54.03:Condensers Air Cooled | Cork - M&E PPM's | Burlington | Burlington |  | TBC | 558.36 | 240 |  | Yearly Schedule Feb: 6M - Done; Yearly Schedule Aug: 6M
Cork | City Quarter | BS-R-IE006-54.03-May-2 |  |  |  |  | UK-CQLQ-ROF-CAC-54.03-AC Condenser, DX Unit 1
Cork | City Quarter | BS-R-IE006-54.03-May-2 |  |  |  |  | UK-CQLQ-ROF-CAC-54.03-AC Condenser, DX Unit 2
Cork | City Quarter | BS-R-IE006-95.12-Nov-2 |  | 12M |  |  | 95.12:Water Heaters Packaged Electric | Cork - M&E PPM's | Burlington | Burlington |  | TBC | 186.12 | 120 |  | Yearly Schedule May: 12M - Done
Cork | City Quarter | BS-R-IE006-95.12-Nov-2 |  |  |  |  | UK-CQLQ-FL02-WHE-95.12-Water Heater-001
Cork | City Quarter | BS-R-IE006-95.12-Nov-2 |  |  |  |  | UK-CQLQ-FL02-WHE-95.12-Water Heater-002
Cork | City Quarter | BS-R-IE006-88.50-Nov-1 |  | 12M |  |  | 88.50:Walls and partitions Incl Sliding / Mobile | Cork - M&E PPM's | Masters Choice | Burlington |  | TBC | Never Done | 3312 |  | Yearly Schedule May: 12M - Done
Cork | City Quarter | BS-R-IE006-88.50-Nov-1 |  |  |  |  | UK-CQLQ-FL02-WAP-88.50-Mechanical Glass Wall
Cork | City Quarter | BS-R-IE006-88.50-Nov-1 |  |  |  |  | UK-CQLQ-FL02-WAP-88.50-Mechanical Wall Client 2/3
Cork | City Quarter | BS-R-IE006-88.50-Nov-1 |  |  |  |  | UK-CQLQ-FL02-WAP-88.50-Mechanical Filing System, Wall
Cork | City Quarter | BS-R-IE006-88.50-Nov-1 |  |  |  |  | UK-CQLQ-FL02-WAP-88.50-Mechanical Wall Internal 04/05
Cork | City Quarter | BS-R-IE006-88.50-Nov-1 |  |  |  |  | UK-CQLQ-FL02-WAP-88.50-Mechanical Wall Glass
Cork | City Quarter | BS-R-IE006-95.12-Apr-1 | 6M | 12M |  | 12M | 95.12:Zip Drinking Water Boiler | Cork - M&E PPM's | ZIP TAP | ISS |  | P2011021399 | ref line 293 | ref line 293 |  | Yearly Schedule Feb: 12M - Done; Yearly Schedule Aug: 6M - Done
Cork | City Quarter | BS-R-IE006-95.12-Apr-1 |  |  |  |  | UK-CQLQ-FL02-DWB-95.12-Zip Tap:Classic Boiling Chilled 160/175:Canteen
Cork | City Quarter | BS-R-IE006-95.12-Apr-1 |  |  |  |  | UK-CQLQ-FL02-DWB-95.12-Zip Tap:Classic Boiling Chilled 160/175:2nd Floor Kitchen
Cork | City Quarter | BS-R-IE006-95.12-Apr-1 |  |  |  |  | UK-CQLQ-FL02-DWB-95.12-Zip Tap:Classic Boiling Chilled 160/175:Main Canteen
Cork | City Quarter | BS-R-IE006-92.01-Nov-1 |  |  |  |  | UK-CQLQ-FL02-FFR-92.01-Fridge
Cork | City Quarter | BS-R-IE006-91.03-Nov-1 |  | 12M |  |  | 91.03:Coffee Machines | Cork - M&E PPM's | FINDLATER | ISS |  |  | 3216 | 3216 |  | Yearly Schedule Aug: 12M - Done
Cork | City Quarter | BS-R-IE006-91.03-Nov-1 |  |  |  |  | UK-CQLQ-FL02-COF-91.03-Coffee Machine-001
Cork | City Quarter | BS-R-IE006-91.03-Nov-1 |  |  |  |  | UK-CQLQ-FL02-COF-91.03-Coffee Machine-002
Waterford | The Atrium | BS-R-IE002-NONSFG:CLN-Jun-1 | 1M |  |  |  | CLN:PHS Monthly Visit | Waterford -WSC | PHS | ISS |  |  | TBC | TBC |  | 1M - Done | 1M - Done | 1M - Done | 1M - Done | 1M - Done | 1M - Done | 1M - Done | 1M - Done | 1M - Done | 1M - Done | 1M - Done | 1M - Done | Please remove from Planner Not PPM
Cork | City Quarter | BS-R-IE006-NONSFG:CLN-Jun-1 | 1M |  |  |  | CLN:PHS Monthly Visit | Cork - WSC | PHS | ISS |  |  | TBC | TBC | [13 empty] | Please remove from Planner Not PPM
Cork | City Quarter | BS-R-IE006-NONSFG:CLN-Jun-1 |  |  |  |  | UK-CQLQ-PHS Monthly Visit
Cork | City Quarter | BE-R-IE006-06.03-Dec-1 | 12M |  |  |  | UK-CQLQ-FL02-COS-06.03-BMS | Cork - M&E PPM's | ASHDOWN CONTROLS | Burlington |  | P201865518 | 990 | 750 |  | Yearly Schedule Aug: 12M- Done
Cork | City Quarter | BE-R-IE006-14.19-Feb-1 | 1M |  |  |  | UK-CQLQ-FL02-ASY-14.19-Access Control | Cork - M&E PPM's | WPC Internal | ISS | N | N/A | 0 | 0 |  | 1M - Done | 1M - Done | 1M - Done | 1M - Done | 1M - Done | 1M - Done | 1M - Done | 1M - Done | 1M - Done | 1M - Done | 1M - Done | 1M - Done
Cork | City Quarter | BE-R-IE006-14.19-Feb-1 | 6M,1M |  |  |  | UK-CQLQ-FL02-ASY-14.19-Access Control System | Cork - M&E PPM's | Q3 | ISS |  |  | 713.34 | 200 |  | Yearly Schedule Feb: 6M - Done; Yearly Schedule Aug: 6M - Done
Cork | City Quarter | BE-R-IE006-88.09-Jan-1 |  | 12M |  |  | UK-CQLQ-FL02-BSD-88.09-Roller Shutter | Cork - M&E PPM's | TBC |  |  |  | Never Done | 600 |  | Yearly Schedule Aug: 12M
Cork | City Quarter | BE-R-IE006-32.02-Jun-1 |  | 1M |  | 1M | UK-CQLQ-FL02-WSE-32.02-Hot & Cold Water Services | Cork - M&E PPM's | WPC Internal | ISS | N | N/A |  |  |  | 1M - Done | 1M - Done | 1M - Done | 1M - Done | 1M - Done | 1M - Done | 1M - Done | 1M - Done | 1M - Done | 1M - Done | 1M - Done | 1M - Done
Cork | City Quarter | BE-R-IE006-32.02-Jun-1 |  | 12M |  | 12M, | UK-CQLQ-FL02-WSE-32.02-Hot & Cold Water Services | Cork - M&E PPM's | Burlington | Burlington |  | TBC | 186.12 | 2100 |  | Yearly Schedule Feb: 6M - Done; Yearly Schedule Aug: 6M - Done
Cork | City Quarter | BE-R-IE006-14.24-Nov-1 | 12M,6M |  |  |  | UK-CQLQ-FL02-UWD-14.24-Leak Detection System | Cork - M&E PPM's | G4S | Burlington |  | TBC | 748 | 634 |  | Yearly Schedule Feb: 6M - Done; Yearly Schedule Aug: 12M - Done
Cork | City Quarter | BE-R-IE006-23.17-Jun-1 |  | 12M |  |  | UK-CQLQ-FL02-FDI-23.17-Fire Doors | Cork - M&E PPM's | Burlington | Burlington |  | TBC | 372.24 | 520 |  | Yearly Schedule May: 12M - Done
Cork | City Quarter | BS-R-IE006-37.01-Aug-1 |  | 12M,1M |  | 12M | UK-CQLQ-FL02-EXP-37.01-Emergency Light | Cork - M&E PPM's | ENG LEAD | ISS | N | N/A | 486.12 | 0 | #DIV/0! | Yearly Schedule Jan: 3M - Done; Yearly Schedule Apr: 3M; Yearly Schedule Jul: 12M; Yearly Schedule Oct: 3M - Done; Yearly Schedule Nov: 12M - Done
Cork | City Quarter | BE-R-IE006-16.03-May-1 | 12M |  |  |  | UK-CQLQ-FL02-DDA-16.03-Ducting including Fire Dampers | Cork - M&E PPM's | Burlington | Burlington |  | TBC |  |  |  | Yearly Schedule May: 12M - Done
Cork | City Quarter | BE-R-IE006-59.06-Nov-1 | 12M,6M |  |  |  | UK-CQLQ-FL02-FAC-59.06-Fan Coils | Cork - M&E PPM's | Burlington | Burlington |  | TBC | 744.48 | 3060 |  | Yearly Schedule Feb: 6M - Done; Yearly Schedule Aug: 12M
Cork | City Quarter | [5 empty] | UK-WFTA-FL01-CTV-49.02-CCTV System | Cork - M&E PPM's | Q3 | ISS |  |  | 713.34 | 80 |  | Yearly Schedule Feb: 6M - Done; Yearly Schedule Aug: 6M - Done
Cork | City Quarter | BE-R-IE006-23.17-Jun-1 | 1M |  |  |  | UK-CQLQ-FL02-FDI-23.17-Fire Doors | Cork - M&E PPM's | WPC Internal | ISS | N | N/A | 0 | 0 |  | 1M - Done | 1M - Done | 1M - Done | 1M - Done | 1M - Done | 1M - Done | 1M - Done | 1M - Done | 1M - Done | 1M - Done | 1M - Done | 1M - Done
Cork | City Quarter | BE-R-IE006-NONSFG:AVE-Aug-1-AV Electrosonic:Audio Visual Equipment | 6M |  |  |  | IE-CQLQ-Audio Visual PM's | Cork - M&E PPM's | DIGICOM | ISS |  | P2011022220 | ref line 445 | ref line 445 |  | Yearly Schedule Feb: 6M - Done; Yearly Schedule Aug: 6M - Done
Cork | City Quarter | BS-R-IE006-23.10-Jul-1 |  | 12M |  | 12M | UK-CQLQ-FL02-FEC-23.10-Fire Extinguisher, Foam | Cork - M&E PPM's | G4S | Burlington |  | TBC | 380 | ref Line 76 |  | Yearly Schedule May: 12M - Done
Dublin | Harcourt Centre | BS-M-IE001-36.03-Jul-1 | 12M |  |  |  | 36.03:Internal Lighting | Dublin - Harcourt - M&E PPM's | DUB TECH/BEL | ISS | N | N/A | 0 | 0 |  | Yearly Schedule Jul: 12M - Done | Part of the weekly BEL Fabric Tech
Dublin | Harcourt Centre | BS-M-IE001-36.03-Jul-1 |  |  |  |  | Showers | Dublin - Harcourt - M&E PPM's | Burlington | Burlington | N | N/A | 0 | 0 |  | Yearly Schedule Mar: 3M; Yearly Schedule Jun: 12M; Yearly Schedule Sep: 3M; Yearly Schedule Dec: 3M
Dublin | Harcourt Centre | BS-M-IE001-36.03-Jul-1 |  |  |  |  | UK-THC-ALL-FIT-36.03-Internal Light-005
Dublin | Harcourt Centre | BS-M-IE001-36.03-Jul-1 |  |  |  |  | UK-THC-ALL-FIT-36.03-Internal Light-004
Dublin | Harcourt Centre | BS-M-IE001-36.03-Jul-1 |  |  |  |  | UK-THC-LGND-FIT-36.03-Internal Light
Dublin | Harcourt Centre | BS-M-IE001-36.03-Jul-1 |  |  |  |  | UK-THC-FL04-FIT-36.03-Light, 6ft twin FL
Dublin | Harcourt Centre | BS-M-IE001-36.03-Jul-1 |  |  |  |  | UK-THC-LGND-FIT-36.03-Light, 6ft twin FL
Dublin | Harcourt Centre | BS-M-IE001-36.03-Jul-1 |  |  |  |  | UK-THC-LGND-FIT-36.03-Light, 600x600 FL diffused
Dublin | Harcourt Centre | BS-M-IE001-36.03-Jul-1 |  |  |  |  | UK-THC-ALL-FIT-36.03-Internal Light-006
Dublin | Harcourt Centre | BS-M-IE001-36.03-Jul-1 |  |  |  |  | UK-THC-FL02-FIT-36.03-Light, 6FT twin FL
Dublin | Harcourt Centre | BS-M-IE001-36.03-Jul-1 |  |  |  |  | UK-THC-ALL-FIT-36.03-Internal Light-001
Dublin | Harcourt Centre | BS-M-IE001-36.03-Jul-1 |  |  |  |  | UK-THC-ALL-FIT-36.03-Internal Light-002
Dublin | Harcourt Centre | BS-M-IE001-36.03-Jul-1 |  |  |  |  | UK-THC-ALL-FIT-36.03-Internal Light-003
Dublin | Harcourt Centre | BS-M-IE001-14.22-Jan-1 | 12M |  |  |  | 14.22:Distribution Boards (DB's) | Dublin - Harcourt - M&E PPM's | Burlington | Burlington |  | TBC | 744.48 | 3240 |  | Yearly Schedule Jul: 12M - Done
Dublin | Harcourt Centre | BS-M-IE001-14.22-Jan-1 |  |  |  |  | UK-THC-FL04-DBD-14.22-DB, DB Comms-4
Dublin | Harcourt Centre | BS-M-IE001-14.22-Jan-1 |  |  |  |  | UK-THC-FL04-DBD-14.22-DB, UPS Bypass
Dublin | Harcourt Centre | BS-M-IE001-14.22-Jan-1 |  |  |  |  | UK-THC-FL04-DBD-14.22-DB, auto transfer switch
Dublin | Harcourt Centre | BS-M-IE001-14.22-Jan-1 |  |  |  |  | UK-THC-FL02-DBD-14.22-DB, DB-2
Dublin | Harcourt Centre | BS-M-IE001-14.22-Jan-1 |  |  |  |  | UK-THC-FL05-DBD-14.22-DB, DB- 5 Block 8
Dublin | Harcourt Centre | BS-M-IE001-14.22-Jan-1 |  |  |  |  | UK-THC-LGND-DBD-14.22-DB, Comms-DB-LG
Dublin | Harcourt Centre | BS-M-IE001-14.22-Jan-1 |  |  |  |  | UK-THC-LGND-DBD-14.22-DB, DB-LG
Dublin | Harcourt Centre | BS-M-IE001-14.22-Jan-1 |  |  |  |  | UK-THC-UG-DBD-14.22-DB, DB-UG
Dublin | Harcourt Centre | BS-M-IE001-14.22-Jan-1 |  |  |  |  | UK-THC-FL06-DBD-14.22-DB, KDB-6
Dublin | Harcourt Centre | BS-M-IE001-14.22-Jan-1 |  |  |  |  | UK-THC-FL03-DBD-14.22-DB, DB-3
Dublin | Harcourt Centre | BS-M-IE001-14.22-Jan-1 |  |  |  |  | UK-THC-FL04-DBD-14.22-DB, DB-4 Block 1
Dublin | Harcourt Centre | BS-M-IE001-14.22-Jan-1 |  |  |  |  | UK-THC-FL05-DBD-14.22-DB, DB-5 Block 1
Dublin | Harcourt Centre | BS-M-IE001-14.22-Jan-1 |  |  |  |  | UK-THC-FL06-DBD-14.22-DB, DB-6 Block 1
Dublin | Harcourt Centre | BS-M-IE001-14.22-Jan-1 |  |  |  |  | UK-THC-FL07-DBD-14.22-DB, DB-7
Dublin | Harcourt Centre | BS-M-IE001-14.22-Jan-1 |  |  |  |  | UK-THC-FL04-DBD-14.22-DB, DB-4 Block 8
Dublin | Harcourt Centre | BS-M-IE001-14.22-Jan-1 |  |  |  |  | UK-THC-UG-DBD-14.22-DB, MCB Board Block 8
Dublin | Harcourt Centre | BS-M-IE001-14.22-Jan-1 |  |  |  |  | UK-THC-UG-DBD-14.22-DB, SDB Upper Ground Combined Switch Panel
Dublin | Harcourt Centre | BS-M-IE001-14.22-Jan-1 |  |  |  |  | UK-THC-FL01-DBD-14.22-DB, DB-1
Dublin | Harcourt Centre | BS-M-IE001-44.12-Sep-1 | 12M |  |  |  | 44.12:Busbar Systems | Dublin - Harcourt - M&E PPM's | Burlington | Burlington |  | TBC | 372.24 | 1020 |  | Yearly Schedule Jul: 12M - Done
Dublin | Harcourt Centre | BS-M-IE001-44.12-Sep-1 |  |  |  |  | UK-THC-FL04-BBS-44.12-Busbar-001
Dublin | Harcourt Centre | BS-M-IE001-44.12-Sep-1 |  |  |  |  | UK-THC-FL07-BBS-44.12-Busbar-002
Dublin | Harcourt Centre | BS-M-IE001-44.12-Sep-1 |  |  |  |  | UK-THC-FL06-BBS-44.12-Busbar-001
Dublin | Harcourt Centre | BS-M-IE001-44.12-Sep-1 |  |  |  |  | UK-THC-LGND-BBS-44.12-Busbar
Dublin | Harcourt Centre | BS-M-IE001-44.12-Sep-1 |  |  |  |  | UK-THC-FL01-BBS-44.12-Busbar
Dublin | Harcourt Centre | BS-M-IE001-44.12-Sep-1 |  |  |  |  | UK-THC-FL02-BBS-44.12-Busbar
Dublin | Harcourt Centre | BS-M-IE001-44.12-Sep-1 |  |  |  |  | UK-THC-LGND-BBS-44.12-Rising Busbar Block 1
Dublin | Harcourt Centre | BS-M-IE001-44.12-Sep-1 |  |  |  |  | UK-THC-ALL-BBS-44.12-Busbar
Dublin | Harcourt Centre | BS-M-IE001-44.12-Sep-1 |  |  |  |  | UK-THC-FL02-BBS-14.22-Busbar
Dublin | Harcourt Centre | BS-M-IE001-44.12-Sep-1 |  |  |  |  | UK-THC-FL05-BBS-44.12-Busbar-001
Dublin | Harcourt Centre | BS-M-IE001-44.12-Sep-1 |  |  |  |  | UK-THC-FL05-BBS-44.12-Busbar-002
Dublin | Harcourt Centre | BS-M-IE001-44.12-Sep-1 |  |  |  |  | UK-THC-FL04-BBS-44.12-Busbar-002
Dublin | Harcourt Centre | BS-M-IE001-44.12-Sep-1 |  |  |  |  | UK-THC-FL04-BBS-44.12-Busbar-003
Dublin | Harcourt Centre | BS-M-IE001-44.12-Sep-1 |  |  |  |  | UK-THC-ALL-BBS-44.12-Rising Busbar
Dublin | Harcourt Centre | BS-M-IE001-44.12-Sep-1 |  |  |  |  | UK-THC-FL06-BBS-44.12-Busbar-002
Dublin | Harcourt Centre | BS-M-IE001-44.12-Sep-1 |  |  |  |  | UK-THC-FL07-BBS-44.12-Busbar-001
Dublin | Harcourt Centre | BS-M-IE001-44.12-Sep-1 |  |  |  |  | UK-THC-UG-BBS-44.12-Busbar
Dublin | Harcourt Centre | BS-M-IE001-14.24-Oct-1 | 6M |  |  |  | 14.24:Underfloor Water Detection System | Dublin - Harcourt - M&E PPM's | Burlington | Burlington |  | TBC | 1400 | 960 |  | Yearly Schedule Mar: 6M - Done; Yearly Schedule Sep: 6M
Dublin | Harcourt Centre | BS-M-IE001-14.24-Oct-1 |  |  |  |  | UK-THC-LGND-UWD-14.24-Leak Detection Panel
Dublin | Harcourt Centre | BS-M-IE001-14.24-Oct-1 |  |  |  |  | UK-THC-FL06-UWD-14.24-Leak Detection Panel
Dublin | Harcourt Centre | BS-M-IE001-14.24-Oct-1 |  |  |  |  | UK-THC-FL02-UWD-14.24-Leak Detection
Dublin | Harcourt Centre | BS-M-IE001-14.24-Oct-1 |  |  |  |  | UK-THC-FL04-UWD-14.24-Leak Detection Panel
Dublin | Harcourt Centre | BS-M-IE001-14.15-Sep-1 | 12M |  |  |  | 14.15:Inverters / Speed Controllers | Dublin - Harcourt - M&E PPM's | Burlington | Burlington |  | TBC | 17010 | 240 |  | Yearly Schedule Aug: 12M - Done
Dublin | Harcourt Centre | BS-M-IE001-14.15-Sep-1 |  |  |  |  | UK-THC-ROF-SPC-14.15-Inverter, EF-6 VSD, MCC01 QM MCB6
Dublin | Harcourt Centre | BS-M-IE001-14.15-Sep-1 |  |  |  |  | UK-THC-ROF-SPC-14.15-Inverter, EF-7 VSD, MCC01 QM MCB7
Dublin | Harcourt Centre | BS-M-IE001-22.01-Jun-1 |  |  |  |  | UK-THC-UG-FAS-22.01-Fire Alarm System, Repeater
Dublin | Harcourt Centre | BS-M-IE001-22.01-Jun-1 |  |  |  |  | UK-THC-UG-FAS-22.01-Fire Alarm System, Panel 2
Dublin | Harcourt Centre | BS-M-IE001-22.01-Jun-1 |  |  |  |  | UK-THC-LGND-FAS-22.01-Fire Alarm System, Panel 3
Dublin | Harcourt Centre | BS-M-IE001-23.13-Nov-1 |  | 12M |  | 12M | 23.13:Fire Extinguishers Water | Dublin - Harcourt - M&E PPM's | G4S | Burlington |  | TBC | 1040.21 | 2551 |  | Yearly Schedule May: 12M - Done
Dublin | Harcourt Centre | BS-M-IE001-23.13-Nov-1 |  |  |  |  | UK-THC-ALL-FES-23.13-Fire Extinguisher, Water
Dublin | Harcourt Centre | BS-M-IE001-23.13-Nov-1 |  |  |  |  | UK-THC-ALL-FES-23.13-Fire Extinguisher. Wet Chem
Dublin | Harcourt Centre | BS-M-IE001-23.16-Dec-1 |  | 12M,6M |  | 12M,6M | 23.16:Kitchen Hood Fire Suppression | Dublin - Harcourt - M&E PPM's | G4S | Burlington |  | TBC | Last Carried Out 2021 | 1799 |  | Yearly Schedule Feb: 6M - Done; Yearly Schedule Aug: 12M - Done
Dublin | Harcourt Centre | BS-M-IE001-23.16-Dec-1 |  |  |  |  | UK-THC-FL07-KHS-23.16-Ansul Fire Suppression
Dublin | Harcourt Centre | BS-M-IE001-23.16-Dec-1 |  |  |  |  | UK-THC-FL06-KHS-23.16-Ansul Fire Suppression
Dublin | Harcourt Centre | BS-M-IE001-03.01-Mar-3 | 12M,6M |  |  |  | 03.01:Air Handling Units | Dublin - Harcourt - M&E PPM's | Burlington | Burlington |  | TBC | ref line 183 | 2400 |  | Yearly Schedule Feb: 6M - Done; Yearly Schedule Aug: 12M- Done
Dublin | Harcourt Centre | BS-M-IE001-03.01-Mar-3 |  |  |  |  | UK-THC-LGND-AHU-03.01-AHU 1
Dublin | Harcourt Centre | BS-M-IE001-03.01-Mar-3 |  |  |  |  | UK-THC-ROF-AHU-03.01-AHU 4, including Boiler System, MCC 91 QM4
Dublin | Harcourt Centre | BS-M-IE001-03.01-Mar-3 |  |  |  |  | UK-THC-ROF-AHU-03.01-AHU 5 / 20-20
Dublin | Harcourt Centre | BS-M-IE001-03.01-Mar-3 |  |  |  |  | UK-THC-FL02-AHU-03.01-AHU 2, Fresh Air in Floor 2
Dublin | Harcourt Centre | BS-M-IE001-03.01-Mar-3 |  |  |  |  | UK-THC-ROF-AHU-03.01-AHU 3 / 15-20,Including gas boiler system, MCC 01 QM3
Dublin | Harcourt Centre | BS-M-IE001-20.08-May-1 | 6M |  |  |  | 20.08:Extract Fans (Kitchen Ducting) | Dublin - Harcourt - M&E PPM's | Airways | Burlington |  | TBC | 1980 | 2125 |  | Yearly Schedule Feb: 6M - Done; Yearly Schedule Aug: 6M - Done
Dublin | Harcourt Centre | BS-M-IE001-20.08-May-1 |  |  |  |  | UK-THC-ROF-FEX-20.08-Extractor, 6th floor canopy extract
Dublin | Harcourt Centre | BS-M-IE001-20.08-May-1 |  |  |  |  | UK-THC-ROF-FEX-20.08-Extractor, 7th Floor Canopy Extract, EF6
Dublin | Harcourt Centre | BS-M-IE001-54.03-Mar-3 |  | 6M |  | 6M | 54.03:Split Systems / Heatpumps 001 | Dublin - Harcourt - M&E PPM's | Burlington | Burlington |  | TBC | ref line 183 | 2400 |  | Yearly Schedule Feb: 6M - Done; Yearly Schedule Aug: 6M
Dublin | Harcourt Centre | BS-M-IE001-54.03-Mar-3 |  |  |  |  | UK-THC-LGND-SHP-54.03-AC Split Unit, AC1 LG
Dublin | Harcourt Centre | BS-M-IE001-54.03-Mar-3 |  |  |  |  | UK-THC-LGND-SHP-54.03-AC Split Unit, Training Room-001
Dublin | Harcourt Centre | BS-M-IE001-54.03-Mar-3 |  |  |  |  | UK-THC-LGND-SHP-54.03-AC Split Unit, Training Room-002
Dublin | Harcourt Centre | BS-M-IE001-54.03-Mar-3 |  |  |  |  | UK-THC-LGND-SHP-54.03-AC Split Unit, HC-B1-LG-MR01-002
Dublin | Harcourt Centre | BS-M-IE001-54.03-Mar-3 |  |  |  |  | UK-THC-LGND-SHP-54.03-AC Split Unit,
Dublin | Harcourt Centre | BS-M-IE001-54.03-Mar-3 |  |  |  |  | UK-THC-LGND-SHP-54.03-AC Split Unit, HC-B1-LG-MR01-001
Dublin | Harcourt Centre | BS-M-IE001-54.03-Mar-3 |  |  |  |  | UK-THC-LGND-SHP-54.03-AC Split Unit, Print Room-001
Dublin | Harcourt Centre | BS-M-IE001-54.03-Mar-3 |  |  |  |  | UK-THC-LGND-SHP-54.03-AC Split Unit, Print Room-002
Dublin | Harcourt Centre | BS-M-IE001-54.03-Mar-3 |  |  |  |  | UK-THC-UG-SHP-54.03-AC Split Unit, HC-B1-UG-M01
Dublin | Harcourt Centre | BS-M-IE001-54.03-Mar-3 |  |  |  |  | UK-THC-UG-SHP-54.03-AC Split Unit, -001
Dublin | Harcourt Centre | BS-M-IE001-54.03-Mar-3 |  |  |  |  | UK-THC-UG-SHP-54.03-AC Split Unit, -002
Dublin | Harcourt Centre | BS-M-IE001-54.03-Mar-3 |  |  |  |  | UK-THC-UG-SHP-54.03-AC Split Unit, -003
Dublin | Harcourt Centre | BS-M-IE001-54.03-Mar-3 |  |  |  |  | UK-THC-UG-SHP-54.03-AC Split Unit, -004
Dublin | Harcourt Centre | BS-M-IE001-54.03-Mar-3 |  |  |  |  | UK-THC-UG-SHP-54.03-AC Split Unit, -005
Dublin | Harcourt Centre | BS-M-IE001-54.03-Mar-3 |  |  |  |  | UK-THC-UG-SHP-54.03-AC Split Unit, -006
Dublin | Harcourt Centre | BS-M-IE001-54.03-Mar-3 |  |  |  |  | UK-THC-UG-SHP-54.03-AC Split Unit, -007
Dublin | Harcourt Centre | BS-M-IE001-54.03-Mar-3 |  |  |  |  | UK-THC-UG-SHP-54.03-AC Split Unit, -008
Dublin | Harcourt Centre | BS-M-IE001-54.03-Mar-3 |  |  |  |  | UK-THC-UG-SHP-54.03-AC Split Unit, -009
Dublin | Harcourt Centre | BS-M-IE001-54.03-Mar-3 |  |  |  |  | UK-THC-UG-SHP-54.03-AC Split Unit, -0010
Dublin | Harcourt Centre | BS-M-IE001-54.03-Mar-3 |  |  |  |  | UK-THC-UG-SHP-54.03-AC Split Unit, -0011
Dublin | Harcourt Centre | BS-M-IE001-54.03-Mar-1 |  | 6M |  | 6M | 54.03:Condensers Air Cooled | Dublin - Harcourt - M&E PPM's | Burlington | Burlington |  | TBC | ref line 183 | 13200 |  | Yearly Schedule Feb: 6M - Done; Yearly Schedule Aug: 6M
Dublin | Harcourt Centre | BS-M-IE001-54.03-Mar-1 |  |  |  |  | UK-THC-BS-CAC-54.03-AC Condenser, OU-15, FL02 units 21, 22, 23, 24, 25 &27, FL04 units 35, 36, 37 &
Dublin | Harcourt Centre | BS-M-IE001-54.03-Mar-1 |  |  |  |  | UK-THC-ROF-CAC-54.03-AC Condenser, OU-16 A
Dublin | Harcourt Centre | BS-M-IE001-54.03-Mar-1 |  |  |  |  | UK-THC-ROF-CAC-54.03-AC Condenser, OU-16 B, AC 7th Floor units 62, 64, 66, 67, 68, 69 & 72
Dublin | Harcourt Centre | BS-M-IE001-54.03-Mar-1 |  |  |  |  | UK-THC-ROF-CAC-54.03-AC Condenser, OU-17 A
Dublin | Harcourt Centre | BS-M-IE001-54.03-Mar-1 |  |  |  |  | UK-THC-ROF-CAC-54.03-AC Condenser, OU-17 B, AC 7th Floor Units 56, 57, 58, 59, 60 & 61
Dublin | Harcourt Centre | BS-M-IE001-54.03-Mar-1 |  |  |  |  | UK-THC-BS-CAC-54.03-AC Condenser, OU-03, LG Units , C& D UG units 5, 6, 7, 8, 75 & 76 sys1
Dublin | Harcourt Centre | BS-M-IE001-54.03-Mar-1 |  |  |  |  | UK-THC-BS-CAC-54.03-AC Condenser, OU-04, FL01 unit 15, UG unutb10 & FL02 unitb26 Comms rooms
Dublin | Harcourt Centre | BS-M-IE001-54.03-Mar-1 |  |  |  |  | UK-THC-BS-CAC-54.03-AC Condenser, OU-05, FL02 unit 19
Dublin | Harcourt Centre | BS-M-IE001-54.03-Mar-1 |  |  |  |  | UK-THC-BS-CAC-54.03-AC Condenser, OU-06 FL02 unit 20
Dublin | Harcourt Centre | BS-M-IE001-54.03-Mar-1 |  |  |  |  | UK-THC-BS-CAC-54.03-AC Condenser, OU-07, FL05 Blk1 units 1, 50, 51,m52 & 53, fL06 units 55 and FL07
Dublin | Harcourt Centre | BS-M-IE001-54.03-Mar-1 |  |  |  |  | UK-THC-ROF-CAC-54.03-AC Condenser, OU-08, 3rd Floor, unitsv28, 29, 30, 31& 32
Dublin | Harcourt Centre | BS-M-IE001-54.03-Mar-1 |  |  |  |  | UK-THC-BS-CAC-54.03-AC Condenser, OU-01, LG unit B
Dublin | Harcourt Centre | BS-M-IE001-54.03-Mar-1 |  |  |  |  | UK-THC-BS-CAC-54.03-AC Condenser, OU-15, FL02 units 21, 22, 23, 24, 25 &27, FL04 units 35, 36, 37 &
Dublin | Harcourt Centre | BS-M-IE001-54.03-Mar-1 |  |  |  |  | UK-THC-BS-CAC-54.03-AC Condenser, OU-09, Main Comms Room
Dublin | Harcourt Centre | BS-M-IE001-54.03-Mar-1 |  |  |  |  | UK-THC-ROF-CAC-54.03-AC Condenser, OU-14, 5/6th Floor, units 49 & 54
Dublin | Harcourt Centre | BS-M-IE001-54.03-Mar-1 |  |  |  |  | UK-THC-BS-CAC-54.03-AC Condenser, OU-10, Main Comms Room
Dublin | Harcourt Centre | BS-M-IE001-54.03-Mar-1 |  |  |  |  | UK-THC-ROF-CAC-54.03-AC Condenser, OU-11AC 4/5th Floor Block 8, units 39, 40, 41, 42, 46, 47 & 48
Dublin | Harcourt Centre | BS-M-IE001-54.03-Mar-1 |  |  |  |  | UK-THC-BS-CAC-54.03-AC Condenser, OU-12
Dublin | Harcourt Centre | BS-M-IE001-54.03-Mar-1 |  |  |  |  | UK-THC-BS-CAC-54.03-AC Condenser, OU-13, FL04 BLk9 unit 45 Comms Room
Dublin | Harcourt Centre | BS-M-IE001-54.03-Mar-1 |  |  |  |  | UK-THC-ROF-CAC-54.03-AC Condenser 3 / 1, Heat Pump 1, Inverter
Dublin | Harcourt Centre | BS-M-IE001-54.03-Mar-1 |  |  |  |  | UK-THC-ROF-CAC-54.03-AC Condenser 3 / 2, Heat Pump 2 Inverter
Dublin | Harcourt Centre | BS-M-IE001-54.03-Sep-7 |  | 6M |  | 6M | 54.03:Condensate Pump | Dublin - Harcourt - M&E PPM's | Burlington | Burlington |  | TBC | ref line 183 | 0 |  | Yearly Schedule Feb: 6M - Done; Yearly Schedule Aug: 6M
Dublin | Harcourt Centre | BS-M-IE001-54.03-Sep-7 |  |  |  |  | UK-THC-FL02-SDS-54.03-Condensate Pump 1
Dublin | Harcourt Centre | BS-M-IE001-54.03-Sep-7 |  |  |  |  | UK-THC-FL02-SDS-54.03-Condensate Pump 2
Dublin | Harcourt Centre | BS-M-IE001-54.03-Sep-7 |  |  |  |  | UK-THC-FL02-SDS-54.03-Condensate Pump 3
Dublin | Harcourt Centre | BS-M-IE001-54.03-Sep-7 |  |  |  |  | UK-THC-FL07-SDS-54.03-Condensate Pump
Dublin | Harcourt Centre | BS-M-IE001-32.07-Mar-1 |  | 24M,12M |  |  | 32.07:Calorifier Hot Water Supply | Dublin - Harcourt - M&E PPM's | Burlington | Burlington |  | TBC | 1800 | 960 |  | Yearly Schedule Mar: 24M - Done
Dublin | Harcourt Centre | BS-M-IE001-32.07-Mar-1 |  |  |  |  | UK-THC-ROF-CHW-32.07-Calorifier 1, Water Heater, Main Hot Water
Dublin | Harcourt Centre | BS-M-IE001-32.07-Mar-1 |  |  |  |  | UK-THC-ROF-CHW-32.07-Calorifier 2, Water Heater, Main Hot Water
Dublin | Harcourt Centre | BS-M-IE001-95.12-Apr-1 |  | 12M |  |  | 95.12:Water Heaters Packaged Electric | Dublin - Harcourt - M&E PPM's | Burlington | Burlington |  | TBC | 798 | 420 |  | Yearly Schedule Jul: 12M - Done
Dublin | Harcourt Centre | BS-M-IE001-95.12-Apr-1 |  |  |  |  | UK-THC-UG-WHE-95.12-Water Heater-001
Dublin | Harcourt Centre | BS-M-IE001-95.12-Apr-1 |  |  |  |  | UK-THC-UG-WHE-95.12-Water Heater-002
Dublin | Harcourt Centre | BS-M-IE001-95.12-Apr-1 |  |  |  |  | UK-THC-FL04-WHE-95.12-Water Heater-001
Dublin | Harcourt Centre | BS-M-IE001-95.12-Apr-1 |  |  |  |  | UK-THC-FL04-WHE-95.12-Water Heater-002
Dublin | Harcourt Centre | BS-M-IE001-95.12-Apr-1 |  |  |  |  | UK-THC-FL05-WHE-95.12-Water Heater
Dublin | Harcourt Centre | BS-M-IE001-10.01-Jan-1 | 6M |  |  |  | 10.01:Cold Rooms | Dublin - Harcourt - M&E PPM's | CORCORANS | ISS |  | P2011024310 | 2660 | 3020 |  | Yearly Schedule Feb: 6M - Done; Yearly Schedule Aug: 6M - Done
Dublin | Harcourt Centre | BS-M-IE001-10.01-Jan-1 |  |  |  |  | UK-THC-ROF-CRM-10.01-Walk-in Freezer Condenser
Dublin | Harcourt Centre | BS-M-IE001-10.01-Jan-1 |  |  |  |  | UK-THC-FL06-CRM-10.01-Walk-in Cold Room
Dublin | Harcourt Centre | BS-M-IE001-10.01-Jan-1 |  |  |  |  | UK-THC-FL06-CRM-10.01-Walk-in Cold Room Panel 4 wit cold watch alarm
Dublin | Harcourt Centre | BS-M-IE001-10.01-Jan-1 |  |  |  |  | UK-THC-ROF-CRM-10.01-Walk-in Fridge Condenser
Dublin | Harcourt Centre | BS-M-IE001-14.19-Sep-1 | 1M |  |  |  | 14.19:Access Systems (Door Access Control) | Dublin - Harcourt - M&E PPM's | DUB TECH/BEL | ISS | N | N/A | 0 | 0 |  | 1M- Done | 1M- Done | 1M- Done | 1M- Done | 1M- Done | 1M- Done | 1M- Done | 1M- Done | 1M - Done | 1M | 1M | 1M | Part of the weekly BEL Fabric Tech
Dublin | Harcourt Centre | BS-M-IE001-14.19-Sep-1 | 6M |  |  |  | 14.19:Access Systems (Door Access Control) | Dublin - Harcourt - M&E PPM's | M&J Electronics | ISS |  |  | 5705 | 1350 |  | Yearly Schedule Feb: 6M - Done; Yearly Schedule Aug: 6M - Done
Dublin | Harcourt Centre | BS-M-IE001-14.19-Sep-1 |  |  |  |  | UK-THC-FL07-ASY-14.19-Access Control Panel
Dublin | Harcourt Centre | BS-M-IE001-14.19-Sep-1 |  |  |  |  | UK-THC-LGND-ASY-14.19-Access Control Panel
Dublin | Harcourt Centre | BS-M-IE001-14.19-Sep-1 |  |  |  |  | UK-THC-UG-ASY-14.19-Access Control Panel
Dublin | Harcourt Centre | BS-M-IE001-14.19-Sep-1 |  |  |  |  | UK-THC-FL01-ASY-14.19-Access Control Panel
Dublin | Harcourt Centre | BS-M-IE001-14.19-Sep-1 |  |  |  |  | UK-THC-FL06-ASY-14.19-Access Control Panel
Dublin | Harcourt Centre | BS-M-IE001-14.19-Sep-1 |  |  |  |  | UK-THC-FL05-ASY-14.19-Access Control Panel-001
Dublin | Harcourt Centre | BS-M-IE001-14.19-Sep-1 |  |  |  |  | UK-THC-FL05-ASY-14.19-Access Control Panel-002
Dublin | Harcourt Centre | BS-M-IE001-14.19-Sep-1 |  |  |  |  | UK-THC-FL04-ASY-14.19-Access Control Panel-001
Dublin | Harcourt Centre | BS-M-IE001-14.19-Sep-1 |  |  |  |  | UK-THC-FL04-ASY-14.19-Access Control Panel-002
Dublin | Harcourt Centre | BS-M-IE001-14.19-Sep-1 |  |  |  |  | UK-THC-FL03-ASY-14.19-Access Control Panel
Dublin | Harcourt Centre | BS-M-IE001-14.19-Sep-1 |  |  |  |  | UK-THC-FL02-ASY-14.19-Access Control Panel
Dublin | Harcourt Centre | BS-M-IE001-14.20-Feb-1 | 12M,1M |  |  |  | 14.20:Emergency Assistance Alarms | Dublin - Harcourt - M&E PPM's | DUB TECH/BEL | ISS | N | N/A | 0 | 0 |  | 12M - Done | 1M - Done | 1M - Done | 1M - Done | 1M - Done | 1M - Done | 1M - Done | 1M | 1M - Done | 1M | 1M | 1M | Part of the weekly BEL Fabric Tech
Dublin | Harcourt Centre | BS-M-IE001-14.20-Feb-1 |  |  |  |  | UK-THC-UG-EAA-14.20-Emergency Alarm
Dublin | Harcourt Centre | BS-M-IE001-14.20-Feb-1 |  |  |  |  | UK-THC-LGND-EAA-14.20-Emergency Alarm
Dublin | Harcourt Centre | BS-M-IE001-14.20-Feb-1 |  |  |  |  | UK-THC-FL01-EAA-14.20-Emergency Alarm
Dublin | Harcourt Centre | BS-M-IE001-88.04-Mar-1 | 12M |  |  |  | BFI:Building Fabric Inspections - Internal | Dublin - Harcourt - M&E PPM's | DUB TECH/BEL | ISS | N | N/A | 0 | 0 |  | Yearly Schedule May: 12M - Done | Part of the weekly BEL Fabric Tech
Dublin | Harcourt Centre | BS-M-IE001-88.04-Mar-1 |  |  |  |  | UK-THC-ALL-BFI-88.04-Building Fabric Inspections - Internal-001
Dublin | Harcourt Centre | BS-M-IE001-88.04-Mar-1 |  |  |  |  | UK-THC-ALL-BFI-88.04-Building Fabric Inspections - Internal-002
Dublin | Harcourt Centre | BS-M-IE001-06.05-Sep-1 | 12M,6M |  |  |  | 06.05:BMS Outstations | Dublin - Harcourt - M&E PPM's | ASHDOWN CONTROLS | Burlington |  | P201865518 | €1200.00 | 1500 |  | Yearly Schedule Feb: 6M - Done; Yearly Schedule Aug: 12M - Done
Dublin | Harcourt Centre | BS-M-IE001-06.05-Sep-1 |  |  |  |  | UK-THC-ROF-OUT-06.05-BMS Outstation, AHU 4
Dublin | Harcourt Centre | BS-M-IE001-06.05-Sep-1 |  |  |  |  | UK-THC-ROF-OUT-06.05-BMS outstation, MCc-01
Dublin | Harcourt Centre | BS-M-IE001-29.03-Mar-1 | 6M |  |  |  | 29.03:Plate Recuperator/ Heat Recovery Units | Dublin - Harcourt - M&E PPM's | Burlington | Burlington |  | TBC | ref line 183 | 240 |  | Yearly Schedule Feb: 6M - Done; Yearly Schedule Aug: 6M - Done
Dublin | Harcourt Centre | BS-M-IE001-29.03-Mar-1 |  |  |  |  | UK-THC-LGND-PRC-29.03-Heat Recovery Unit 1
Dublin | Harcourt Centre | BS-M-IE001-29.03-Mar-1 |  |  |  |  | UK-THC-LGND-PRC-29.03-Heat Recovery Unit 2
Dublin | Harcourt Centre | BS-M-IE001-29.03-Mar-1 |  |  |  |  | UK-THC-LGND-PRC-29.03-Heat Recovery Unit 3
Dublin | Harcourt Centre | BS-M-IE001-29.03-Mar-1 |  |  |  |  | UK-THC-LGND-PRC-29.03-Heat Recovery Unit 4
Dublin | Harcourt Centre | BS-M-IE001-29.03-Mar-1 |  |  |  |  | UK-THC-LGND-PRC-29.03-Heat Recovery Unit 5
Dublin | Harcourt Centre | BS-M-IE001-29.03-Mar-1 |  |  |  |  | UK-THC-LGND-PRC-29.03-Heat Recovery Unit 6
Dublin | Harcourt Centre | BS-M-IE001-29.03-Mar-1 |  |  |  |  | UK-THC-LGND-PRC-29.03-Heat Recovery Unit 7
Dublin | Harcourt Centre | BS-M-IE001-71.06-Feb-1 |  | 60M,3M |  |  | 71.06:Grease / Oil Separators | Dublin - Harcourt - M&E PPM's | FM,Environmental | Burlington |  | TBC | 2040 | 1456 |  | Yearly Schedule Jan: 3M - Done; Yearly Schedule Apr: 3M - Done; Yearly Schedule Jul: 3M - Done; Yearly Schedule Oct: 3M - Done
Dublin | Harcourt Centre | BS-M-IE001-71.06-Feb-1 |  |  |  |  | UK-THC-FL06-SES-71.06-Grease shield-002
Dublin | Harcourt Centre | BS-M-IE001-71.06-Feb-1 |  |  |  |  | UK-THC-FL06-SES-71.06-Grease shield-001
Dublin | Harcourt Centre | BS-M-IE001-71.06-Feb-1 |  |  |  |  | UK-THC-FL06-SES-71.06-Grease shield-003
Dublin | Harcourt Centre | BS-M-IE001-95.12-Feb-2 | 6M | 12M |  | 12M | 95.12:Drinking Water Boiler | Dublin - Harcourt - M&E PPM's | ZIP TAP | ISS |  | P2011021399 | 12416.62 | 13658.42 |  | Yearly Schedule Feb: 12M - Done; Yearly Schedule Aug: 6M - Done
Dublin | Harcourt Centre | BS-M-IE001-95.12-Feb-2 |  |  |  |  | UK-THC-FL04-DWB-95.12-Drinking Water Boiler-004
Dublin | Harcourt Centre | BS-M-IE001-95.12-Feb-2 |  |  |  |  | UK-THC-FL04-DWB-95.12-Drinking Water Boiler-002
Dublin | Harcourt Centre | BS-M-IE001-95.12-Feb-2 |  |  |  |  | UK-THC-FL03-DWB-95.12-Drinking Water Boiler
Dublin | Harcourt Centre | BS-M-IE001-95.12-Feb-2 |  |  |  |  | UK-THC-FL06-DWB-95.12-Drinking Water Boiler-001
Dublin | Harcourt Centre | BS-M-IE001-95.12-Feb-2 |  |  |  |  | UK-THC-FL02-DWB-95.12-Drinking Water Boiler
Dublin | Harcourt Centre | BS-M-IE001-95.12-Feb-2 |  |  |  |  | UK-THC-FL04-DWB-95.12-Drinking Water Boiler-001
Dublin | Harcourt Centre | BS-M-IE001-95.12-Feb-2 |  |  |  |  | UK-THC-FL05-DWB-95.12-Drinking Water Boiler-002
Dublin | Harcourt Centre | BS-M-IE001-95.12-Feb-2 |  |  |  |  | UK-THC-FL05-DWB-95.12-Drinking Water Boiler-001
Dublin | Harcourt Centre | BS-M-IE001-95.12-Feb-2 |  |  |  |  | UK-THC-FL04-DWB-95.12-Drinking Water Boiler-003
Dublin | Harcourt Centre | BS-M-IE001-95.12-Feb-2 |  |  |  |  | UK-THC-FL07-DWB-95.12-Drinking Water Boiler
Dublin | Harcourt Centre | BS-M-IE001-95.12-Feb-2 |  |  |  |  | UK-THC-FL06-DWB-95.12-Drinking Water Boiler-002
Dublin | Harcourt Centre | BS-M-IE001-95.12-Feb-2 |  |  |  |  | UK-THC-LGND-DWB-95.12-Drinking Water Boiler
Dublin | Harcourt Centre | BS-M-IE001-95.12-Feb-2 |  |  |  |  | UK-THC-UG-DWB-95.12-Drinking Water Boiler-001
Dublin | Harcourt Centre | BS-M-IE001-95.12-Feb-2 |  |  |  |  | UK-THC-UG-DWB-95.12-Drinking Water Boiler-002
Dublin | Harcourt Centre | BS-M-IE001-95.12-Feb-2 |  |  |  |  | UK-THC-FL01-DWB-95.12-Drinking Water Boiler
Dublin | Harcourt Centre | BS-M-IE001-92.01-Nov-1 | 12M,6M |  |  |  | 92.01:Fridges, Freezers and Blast Chillers (Commercial) | Dublin - Harcourt - M&E PPM's | CORCORANS | ISS |  | P2011024310 | 2890 | 3020 |  | Yearly Schedule Feb: 6M - Done; Yearly Schedule Aug: 12M - Done
Dublin | Harcourt Centre | BS-M-IE001-92.01-Nov-1 |  |  |  |  | UK-THC-FL04-FFR-92.01-Milk Fridge-003
Dublin | Harcourt Centre | BS-M-IE001-92.01-Nov-1 |  |  |  |  | UK-THC-FL03-FFR-92.01-Milk Fridge
Dublin | Harcourt Centre | BS-M-IE001-92.01-Nov-1 |  |  |  |  | UK-THC-FL04-FFR-92.01-Milk Fridge-001
Dublin | Harcourt Centre | BS-M-IE001-92.01-Nov-1 |  |  |  |  | UK-THC-FL05-FFR-92.01-Milk Fridge-002
Dublin | Harcourt Centre | BS-M-IE001-92.01-Nov-1 |  |  |  |  | UK-THC-FL05-FFR-92.01-Milk Fridge-001
Dublin | Harcourt Centre | BS-M-IE001-92.01-Nov-1 |  |  |  |  | UK-THC-FL04-FFR-92.01-Milk Fridge-002
Dublin | Harcourt Centre | BS-M-IE001-92.01-Nov-1 |  |  |  |  | UK-THC-FL07-FFR-92.01-Freezer, Commercial Under Counter
Dublin | Harcourt Centre | BS-M-IE001-92.01-Nov-1 |  |  |  |  | UK-THC-FL07-FFR-92.01-Fridge, Commercial Under Counter
Dublin | Harcourt Centre | BS-M-IE001-92.01-Nov-1 |  |  |  |  | UK-THC-FL07-FFR-92.01-Bottle Fridge, Commercial-001
Dublin | Harcourt Centre | BS-M-IE001-92.01-Nov-1 |  |  |  |  | UK-THC-FL07-FFR-92.01-Bottle Fridge, Commercial-002
Dublin | Harcourt Centre | BS-M-IE001-92.01-Nov-1 |  |  |  |  | UK-THC-FL07-FFR-92.01-Fridge, Commercial
Dublin | Harcourt Centre | BS-M-IE001-92.01-Nov-1 |  |  |  |  | UK-THC-FL06-FFR-92.01-Fridge, Commercial Under Counter-001
Dublin | Harcourt Centre | BS-M-IE001-92.01-Nov-1 |  |  |  |  | UK-THC-FL06-FFR-92.01-Fridge, Commercial Under Counter-002
Dublin | Harcourt Centre | BS-M-IE001-92.01-Nov-1 |  |  |  |  | UK-THC-FL06-FFR-92.01-Counterline Open salad
Dublin | Harcourt Centre | BS-M-IE001-92.01-Nov-1 |  |  |  |  | UK-THC-FL06-FFR-92.01-Counterline Enclosed Salad-001
Dublin | Harcourt Centre | BS-M-IE001-92.01-Nov-1 |  |  |  |  | UK-THC-FL06-FFR-92.01-Counterline Enclosed Salad-002
Dublin | Harcourt Centre | BS-M-IE001-92.01-Nov-1 |  |  |  |  | UK-THC-FL06-FFR-92.01-Blast Chiller
Dublin | Harcourt Centre | BS-M-IE001-92.01-Nov-1 |  |  |  |  | UK-THC-FL06-FFR-92.01-Milk Fridge
Dublin | Harcourt Centre | BS-M-IE001-92.01-Nov-1 |  |  |  |  | UK-THC-FL06-FFR-92.01-Fridge, Commercial Upright
Dublin | Harcourt Centre | BS-M-IE001-92.01-Nov-1 |  |  |  |  | UK-THC-LGND-FFR-92.01-Milk Fridge
Dublin | Harcourt Centre | BS-M-IE001-92.01-Nov-1 |  |  |  |  | UK-THC-UG-FFR-92.01-Milk Fridge-002
Dublin | Harcourt Centre | BS-M-IE001-92.01-Nov-1 |  |  |  |  | UK-THC-FL01-FFR-92.01-Milk Fridge
Dublin | Harcourt Centre | BS-M-IE001-92.01-Nov-1 |  |  |  |  | UK-THC-FL02-FFR-92.01-Milk Fridge
Dublin | Harcourt Centre | BS-M-IE001-92.01-Nov-1 |  |  |  |  | UK-THC-UG-FFR-92.01-Milk Fridge-001
Dublin | Harcourt Centre | BS-M-IE001-96.09-Apr-1 |  | 12M |  | 12M | 96.09:Gas Appliances Kitchens | Dublin - Harcourt - M&E PPM's | CORCORANS | ISS |  | P2011024310 | ref line 257 | ref line 257 |  | Yearly Schedule Aug: 12M - Done
Dublin | Harcourt Centre | BS-M-IE001-96.09-Apr-1 |  |  |  |  | UK-THC-FL06-CCG-96.09-Oven, Electric Commercial -002
Dublin | Harcourt Centre | BS-M-IE001-96.09-Apr-1 |  |  |  |  | UK-THC-FL07-CCG-96.09-Gas Oven, Commercial
Dublin | Harcourt Centre | BS-M-IE001-96.09-Apr-1 |  |  |  |  | UK-THC-FL06-CCG-96.09-Twin Fryer Gas
Dublin | Harcourt Centre | BS-M-IE001-96.09-Apr-1 |  |  |  |  | UK-THC-FL06-CCG-96.09-Hob 4 Ring Gas Burner
Dublin | Harcourt Centre | BS-M-IE001-96.09-Apr-1 |  |  |  |  | UK-THC-FL06-CCG-96.09-Gas Robotcoupe-001
Dublin | Harcourt Centre | BS-M-IE001-96.09-Apr-1 |  |  |  |  | UK-THC-FL06-CCG-96.09-Gas Robotcoupe-002
Dublin | Harcourt Centre | BS-M-IE001-96.09-Apr-1 |  |  |  |  | UK-THC-FL07-CCG-96.09-Fryer
Dublin | Harcourt Centre | BS-M-IE001-96.09-Apr-1 |  |  |  |  | UK-THC-FL06-CCG-96.09-Grill, Commercial
Dublin | Harcourt Centre | BS-M-IE001-96.09-Apr-1 |  |  |  |  | UK-THC-FL06-CCG-96.09-Oven, Electric Commercial -001
Dublin | Harcourt Centre | BS-M-IE001-54.03-Mar-4 |  |  |  |  | UK-THC-FL01-SHP-54.03-AC Split Unit, -001
Dublin | Harcourt Centre | BS-M-IE001-54.03-Mar-4 |  |  |  |  | UK-THC-FL01-SHP-54.03-AC Split Unit, -002
Dublin | Harcourt Centre | BS-M-IE001-54.03-Mar-4 |  |  |  |  | UK-THC-FL01-SHP-54.03-AC Split Unit, -003
Dublin | Harcourt Centre | BS-M-IE001-54.03-Mar-4 |  |  |  |  | UK-THC-FL01-SHP-54.03-AC Split Unit, -004
Dublin | Harcourt Centre | BS-M-IE001-54.03-Mar-4 |  |  |  |  | UK-THC-FL02-SHP-54.03-AC Split Unit, -001
Dublin | Harcourt Centre | BS-M-IE001-54.03-Mar-4 |  |  |  |  | UK-THC-FL04-SHP-54.03-AC Split Unit, -0010
Dublin | Harcourt Centre | BS-M-IE001-54.03-Mar-4 |  |  |  |  | UK-THC-FL02-SHP-54.03-AC Split Unit, -006
Dublin | Harcourt Centre | BS-M-IE001-54.03-Mar-4 |  |  |  |  | UK-THC-FL02-SHP-54.03-AC Split Unit, -007
Dublin | Harcourt Centre | BS-M-IE001-54.03-Mar-4 |  |  |  |  | UK-THC-FL02-SHP-54.03-AC Split Unit, -008
Dublin | Harcourt Centre | BS-M-IE001-54.03-Mar-4 |  |  |  |  | UK-THC-FL02-SHP-54.03-AC Split Unit, -009
Dublin | Harcourt Centre | BS-M-IE001-54.03-Mar-4 |  |  |  |  | UK-THC-FL02-SHP-54.03-AC Split Unit, -0010
Dublin | Harcourt Centre | BS-M-IE001-54.03-Mar-4 |  |  |  |  | UK-THC-FL03-SHP-54.03-AC Split Unit, -001
Dublin | Harcourt Centre | BS-M-IE001-54.03-Mar-4 |  |  |  |  | UK-THC-FL03-SHP-54.03-AC Split Unit, -002
Dublin | Harcourt Centre | BS-M-IE001-54.03-Mar-4 |  |  |  |  | UK-THC-FL03-SHP-54.03-AC Split Unit, -003
Dublin | Harcourt Centre | BS-M-IE001-54.03-Mar-4 |  |  |  |  | UK-THC-FL03-SHP-54.03-AC Split Unit, -004
Dublin | Harcourt Centre | BS-M-IE001-54.03-Mar-4 |  |  |  |  | UK-THC-FL03-SHP-54.03-AC Split Unit, -005
Dublin | Harcourt Centre | BS-M-IE001-54.03-Mar-4 |  |  |  |  | UK-THC-FL03-SHP-54.03-AC Split Unit, -006
Dublin | Harcourt Centre | BS-M-IE001-54.03-Mar-4 |  |  |  |  | UK-THC-FL04-SHP-54.03-AC Split Unit, -001
Dublin | Harcourt Centre | BS-M-IE001-54.03-Mar-4 |  |  |  |  | UK-THC-FL04-SHP-54.03-AC Split Unit, -002
Dublin | Harcourt Centre | BS-M-IE001-54.03-Mar-4 |  |  |  |  | UK-THC-FL04-SHP-54.03-AC Split Unit, -003
Dublin | Harcourt Centre | BS-M-IE001-54.03-Mar-4 |  |  |  |  | UK-THC-FL04-SHP-54.03-AC Split Unit, -004
Dublin | Harcourt Centre | BS-M-IE001-54.03-Mar-4 |  |  |  |  | UK-THC-FL04-SHP-54.03-AC Split Unit, -005
Dublin | Harcourt Centre | BS-M-IE001-54.03-Mar-4 |  |  |  |  | UK-THC-FL04-SHP-54.03-AC Split Unit, -006
Dublin | Harcourt Centre | BS-M-IE001-54.03-Mar-4 |  |  |  |  | UK-THC-FL04-SHP-54.03-AC Split Unit, -007
Dublin | Harcourt Centre | BS-M-IE001-54.03-Mar-4 |  |  |  |  | UK-THC-FL04-SHP-54.03-AC Split Unit, -0011
Dublin | Harcourt Centre | BS-M-IE001-54.03-Mar-4 |  |  |  |  | UK-THC-FL04-SHP-54.03-AC Split Unit, -0012
Dublin | Harcourt Centre | BS-M-IE001-54.03-Mar-4 |  |  |  |  | UK-THC-FL04-SHP-54.03-AC Split Unit, -008
Dublin | Harcourt Centre | BS-M-IE001-54.03-Mar-4 |  |  |  |  | UK-THC-FL04-SHP-54.03-AC Split Unit, -009
Dublin | Harcourt Centre | BS-M-IE001-54.03-Mar-4 |  |  |  |  | UK-THC-FL02-SHP-54.03-AC Split Unit, -002
Dublin | Harcourt Centre | BS-M-IE001-54.03-Mar-4 |  |  |  |  | UK-THC-FL02-SHP-54.03-AC Split Unit, -003
Dublin | Harcourt Centre | BS-M-IE001-54.03-Mar-4 |  |  |  |  | UK-THC-FL02-SHP-54.03-AC Split Unit, -004
Dublin | Harcourt Centre | BS-M-IE001-54.03-Mar-4 |  |  |  |  | UK-THC-FL02-SHP-54.03-AC Split Unit, -005
Dublin | Harcourt Centre | BS-M-IE001-54.03-Mar-2 |  | 6M |  | 6M | 54.03:Split Systems / Heatpumps 003 | Dublin - Harcourt - M&E PPM's | Burlington | Burlington |  | TBC | ref line 183 | 1560 |  | Yearly Schedule Feb: 6M - Done; Yearly Schedule Aug: 6M
Dublin | Harcourt Centre | BS-M-IE001-54.03-Mar-2 |  |  |  |  | UK-THC-FL07-SHP-54.03-AC Split Unit, -005
Dublin | Harcourt Centre | BS-M-IE001-54.03-Mar-2 |  |  |  |  | UK-THC-FL05-SHP-54.03-AC Split Unit, -001
Dublin | Harcourt Centre | BS-M-IE001-54.03-Mar-2 |  |  |  |  | UK-THC-FL05-SHP-54.03-AC Split Unit, -002
Dublin | Harcourt Centre | BS-M-IE001-54.03-Mar-2 |  |  |  |  | UK-THC-FL07-SHP-54.03-AC Split Unit, -0016
Dublin | Harcourt Centre | BS-M-IE001-54.03-Mar-2 |  |  |  |  | UK-THC-FL05-SHP-54.03-AC Split Unit, -003
Dublin | Harcourt Centre | BS-M-IE001-54.03-Mar-2 |  |  |  |  | UK-THC-FL05-SHP-54.03-AC Split Unit, -004
Dublin | Harcourt Centre | BS-M-IE001-54.03-Mar-2 |  |  |  |  | UK-THC-FL05-SHP-54.03-AC Split Unit, -005
Dublin | Harcourt Centre | BS-M-IE001-54.03-Mar-2 |  |  |  |  | UK-THC-FL05-SHP-54.03-AC Split Unit, -006
Dublin | Harcourt Centre | BS-M-IE001-54.03-Mar-2 |  |  |  |  | UK-THC-FL05-SHP-54.03-AC Split Unit, -007
Dublin | Harcourt Centre | BS-M-IE001-54.03-Mar-2 |  |  |  |  | UK-THC-FL05-SHP-54.03-AC Split Unit, -008
Dublin | Harcourt Centre | BS-M-IE001-54.03-Mar-2 |  |  |  |  | UK-THC-FL07-SHP-54.03-AC Split Unit, -006
Dublin | Harcourt Centre | BS-M-IE001-54.03-Mar-2 |  |  |  |  | UK-THC-FL07-SHP-54.03-AC Split Unit, -007
Dublin | Harcourt Centre | BS-M-IE001-54.03-Mar-2 |  |  |  |  | UK-THC-FL07-SHP-54.03-AC Split Unit, -008
Dublin | Harcourt Centre | BS-M-IE001-54.03-Mar-2 |  |  |  |  | UK-THC-FL07-SHP-54.03-AC Split Unit, -009
Dublin | Harcourt Centre | BS-M-IE001-54.03-Mar-2 |  |  |  |  | UK-THC-FL07-SHP-54.03-AC Split Unit, -0010
Dublin | Harcourt Centre | BS-M-IE001-54.03-Mar-2 |  |  |  |  | UK-THC-FL07-SHP-54.03-AC Split Unit, -0011
Dublin | Harcourt Centre | BS-M-IE001-54.03-Mar-2 |  |  |  |  | UK-THC-FL07-SHP-54.03-AC Split Unit, -0012
Dublin | Harcourt Centre | BS-M-IE001-54.03-Mar-2 |  |  |  |  | UK-THC-FL07-SHP-54.03-AC Split Unit, -0013
Dublin | Harcourt Centre | BS-M-IE001-54.03-Mar-2 |  |  |  |  | UK-THC-FL07-SHP-54.03-AC Split Unit, -0014
Dublin | Harcourt Centre | BS-M-IE001-54.03-Mar-2 |  |  |  |  | UK-THC-FL07-SHP-54.03-AC Split Unit, -0015
Dublin | Harcourt Centre | BS-M-IE001-54.03-Mar-2 |  |  |  |  | UK-THC-FL05-SHP-54.03-AC Split Unit, -009
Dublin | Harcourt Centre | BS-M-IE001-54.03-Mar-2 |  |  |  |  | UK-THC-FL06-SHP-54.03-AC Split Unit, -001
Dublin | Harcourt Centre | BS-M-IE001-54.03-Mar-2 |  |  |  |  | UK-THC-FL06-SHP-54.03-AC Split Unit, -002
Dublin | Harcourt Centre | BS-M-IE001-54.03-Mar-2 |  |  |  |  | UK-THC-FL06-SHP-54.03-AC Split Unit, -003
Dublin | Harcourt Centre | BS-M-IE001-54.03-Mar-2 |  |  |  |  | UK-THC-FL07-SHP-54.03-AC Split Unit, -001
Dublin | Harcourt Centre | BS-M-IE001-54.03-Mar-2 |  |  |  |  | UK-THC-FL07-SHP-54.03-AC Split Unit, -002
Dublin | Harcourt Centre | BS-M-IE001-54.03-Mar-2 |  |  |  |  | UK-THC-FL07-SHP-54.03-AC Split Unit, -003
Dublin | Harcourt Centre | BS-M-IE001-54.03-Mar-2 |  |  |  |  | UK-THC-FL07-SHP-54.03-AC Split Unit, -004
Dublin | Harcourt Centre | BS-M-IE001-37.01-Dec-2 |  | 12M,1M |  | 12M | 37.01:Emergency Lighting | Dublin - Harcourt - M&E PPM's | Burlington | Burlington |  | TBC | 5211.36 | 1920 |  | Yearly Schedule Jan: 12M- Done; Yearly Schedule Apr: 3M - Done; Yearly Schedule Jul: 3M - Done; Yearly Schedule Oct: 3M - Done; Yearly Schedule Nov: 12M - Done; Yearly Schedule Dec: 1M
Dublin | Harcourt Centre | BS-M-IE001-37.01-Dec-2 |  |  |  |  | UK-THC-FL06-SEC-37.01-Emergency Light
Dublin | Harcourt Centre | BS-M-IE001-37.01-Dec-2 |  |  |  |  | UK-THC-FL07-SEC-37.01-Emergency Light
Dublin | Harcourt Centre | BS-M-IE001-37.01-Dec-2 |  |  |  |  | UK-THC-UG-SEC-37.01-Emergency Light-002
Dublin | Harcourt Centre | BS-M-IE001-37.01-Dec-2 |  |  |  |  | UK-THC-FL05-SEC-37.01-Emergency Light-002
Dublin | Harcourt Centre | BS-M-IE001-37.01-Dec-2 |  |  |  |  | UK-THC-FL04-SEC-37.01-Emergency Light-002
Dublin | Harcourt Centre | BS-M-IE001-37.01-Dec-2 |  |  |  |  | UK-THC-FL04-SEC-37.01-Emergency Light-003
Dublin | Harcourt Centre | BS-M-IE001-37.01-Dec-2 |  |  |  |  | UK-THC-FL05-SEC-37.01-Emergency Light-001
Dublin | Harcourt Centre | BS-M-IE001-37.01-Dec-2 |  |  |  |  | UK-THC-FL03-SEC-37.01-Emergency Light
Dublin | Harcourt Centre | BS-M-IE001-37.01-Dec-2 |  |  |  |  | UK-THC-FL04-SEC-37.01-Emergency Light-001
Dublin | Harcourt Centre | BS-M-IE001-37.01-Dec-2 |  |  |  |  | UK-THC-LGND-SEC-37.01-Emergency Light
Dublin | Harcourt Centre | BS-M-IE001-37.01-Dec-2 |  |  |  |  | UK-THC-UG-SEC-37.01-Emergency Light-001
Dublin | Harcourt Centre | BS-M-IE001-37.01-Dec-2 |  |  |  |  | UK-THC-FL01-SEC-37.01-Emergency Light
Dublin | Harcourt Centre | BS-M-IE001-37.01-Dec-2 |  |  |  |  | UK-THC-FL02-SEC-37.01-Emergency Light
Dublin | Harcourt Centre | BS-M-IE001-NONSFG:CLN-Jun-1 | 1M |  |  |  | CLN:PHS Monthly Visit | Dublin - WSC | PHS | ISS |  |  | TBC | TBC |  | 1M - Done | 1M - Done | 1M - Done | 1M - Done | 1M - Done | 1M - Done | 1M - Done | 1M - Done | 1M - Done | 1M - Done | 1M - Done | 1M - Done
Dublin | Harcourt Centre | BS-M-IE001-NONSFG:CLN-Jun-1 |  |  |  |  | UK-THC-PHS Monthly Visit
Dublin | Harcourt Centre | BS-M-IE001-88.50-Mar-1 |  | 12M |  |  | 88.50:Walls and Partitions | Dublin - Harcourt - M&E PPM's | Masters Choice | Burlington |  | TBC | Never Done | 3312 |  | Yearly Schedule May: 12M - Done
Dublin | Harcourt Centre | BE-M-IE001-23.09-Nov-2 |  | 12M |  | 12M | UK-THC-ALL-FEC-23.09-Fire Extinguisher, CO2 | Dublin - Harcourt - M&E PPM's | G4S | Burlington |  | TBC | 660 | ref line 185 |  | Yearly Schedule May: 12M - Done
Dublin | Harcourt Centre | [5 empty] | UK-THC-ALL-FEC-23.09-Fire Extinguisher, Foam | Dublin - Harcourt - M&E PPM's | G4S | Burlington |  | TBC |  |  |  | Yearly Schedule May: 12M - Done
Dublin | Harcourt Centre | BE-M-IE001-87.06-Nov-1 |  | 12M |  |  | UK-THC-ALL-FBL-87.06-Fire Blanket | Dublin - Harcourt - M&E PPM's | G4S | Burlington |  | TBC | 420 | ref line 185 |  | Yearly Schedule May: 12M - Done
Dublin | Harcourt Centre | BE-M-IE001-16.03-Sep-2 | 12M |  |  |  | UK-THC-ALL-DDA-16.03-Fire / Smoke Dampers | Dublin - Harcourt - M&E PPM's | Burlington | Burlington | N | TBC | Never Done |  |  | Yearly Schedule Jul: 12M
Dublin | Harcourt Centre | BE-M-IE001-23.17-Mar-1 |  | 12M |  |  | UK-THC-ALL-FDI-23.17-Fire Doors | Dublin - Harcourt - M&E PPM's | DUB TECH/BEL | ISS | N | N/A | 0 | 0 |  | Yearly Schedule Feb: 12M - Done | Part of the weekly BEL Fabric Tech
Dublin | Harcourt Centre | BE-M-IE001-23.17-Mar-1 | 1M |  |  |  | UK-THC-ALL-FDI-23.17-Fire Doors | Dublin - Harcourt - M&E PPM's | DUB TECH/BEL | ISS | N | N/A | 0 | 0 |  | 1M - Done | 1M - Done | 1M - Done | 1M - Done | 1M - Done | 1M - Done | 1M - Done | 1M - Done | 1M - Done | 1M | 1M | 1M | Part of the weekly BEL Fabric Tech
Dublin | Harcourt Centre | BE-M-IE001-40.01-Nov-1 | 12M |  |  |  | UK-THC-ALL-GPP-40.01-Valves & Pipework - CWS & HWS | Dublin - Harcourt - M&E PPM's | Burlington | Burlington |  | TBC |  |  |  | Yearly Schedule Aug: 12M
Dublin | Harcourt Centre | BE-M-IE001-32.02-Apr-1 |  | 12M,1M |  | 12M,1M | UK-THC-ALL-WSE-32.02-Hot & Cold Water Services | Dublin - Harcourt - M&E PPM's | Burlington | Burlington |  | TBC | ref line 248 | ref line 248 |  | Yearly Schedule Feb: 6M- Done; Yearly Schedule Aug: 6M - Done
Dublin | Harcourt Centre | [5 empty] | Hot & Cold Water Services | Dublin - Harcourt - M&E PPM's | DUB TECH/BEL | ISS | [5 empty] | 1M - Done | 1M - Done | 12M - Done | 1M - Done | 1M - Done | 1M - Done | 1M - Done | 1M - Done | 1M - Done | 1M | 1M | 1M
Dublin | Harcourt Centre | [5 empty] | Hair Dryer | Dublin - Harcourt - M&E PPM's | DUB TECH/BEL | ISS | [5 empty] | 1M - Done | 1M - Done | 1M - Done | 1M - Done | 1M - Done | 1M - Done | 1M | 1M - Done | 1M - DOne | 1M | 1M | 1M
Dublin | Harcourt Centre | [5 empty] | AED | Dublin - Harcourt - M&E PPM's | DUB TECH/BEL | ISS | N | N/A |  |  |  | Yearly Schedule Jan: 1M - Done; Yearly Schedule Feb: 1M - Done; Yearly Schedule Mar: 1M - Done; Yearly Schedule Apr: 1M - Done; Yearly Schedule May: 1M - Done; Yearly Schedule Jun: 1M - Done; Yearly Schedule Jul: 1M - Done
Dublin | Harcourt Centre | BE-M-IE001-26.01-Mar-1 | 12M |  |  |  | UK-THC-ALL-GRD-26.01-Grilles & Diffusers | Dublin - Harcourt - M&E PPM's | DUB TECH/BEL | ISS | N | N/A | 414.23 | 0 | [13 empty] | Part of the weekly BEL Fabric Tech
Dublin | Harcourt Centre | BE-M-IE001-43.05-Aug-1 | 12M |  |  |  | UK-THC-FL04-UPS-43.05-UPS | Dublin - Harcourt - M&E PPM's | METARTEC | ISS |  | P2011006738 | 1957 | 2147 |  | Yearly Schedule Jul: 12M - Done
Dublin | Harcourt Centre | BE-M-IE001-40.13-May-1 |  | 12M,6M |  |  | UK-THC-FL06-SFV-40.13-Master Gas Shut Off Panel | Dublin - Harcourt - M&E PPM's | VISTEC | Burlington |  | TBC | 460 | 0 |  | Yearly Schedule Feb: 12M - Done; Yearly Schedule Aug: 6M - Done
Dublin | Harcourt Centre | BE-M-IE001-54.03-Aug-2 |  | 12M |  | 12M | UK-THC-FL06-GAD-23.15-Gas Detection Alarm | Dublin - Harcourt - M&E PPM's | VISTEC | Burlington |  | TBC | 460 | 0 |  | Yearly Schedule Aug: 12M - Done
Dublin | Harcourt Centre | BE-M-IE001-17.02-Mar-1 | 12M |  | 12M |  | UK-THC-FL07-KEV-17.02-Extraction Hoods | Dublin - Harcourt - M&E PPM's | ENVRO HYGIENE | ISS |  |  | 1700 | 2125 |  | Yearly Schedule Aug: 12M
Dublin | Harcourt Centre | BE-M-IE001-82.05-Sep-2 |  | 12M,6M |  |  | UK-THC-FL07-SER-82.05-Dumb Waiter Lift | Dublin - Harcourt - M&E PPM's | KONE | ISS |  |  | 1170 | 1170 |  | Yearly Schedule Feb: 6M - Done; Yearly Schedule Aug: 12M - Done
Dublin | Harcourt Centre | BE-M-IE001-34.01-Apr-1 | 12M |  |  |  | UK-THC-FL07-IMM-34.01-Ice machine | Dublin - Harcourt - M&E PPM's | CORCORANS | ISS |  | P2011024310 | ref line 257 | ref line 257 |  | Yearly Schedule Aug: 12M - Done
Dublin | Harcourt Centre | BE-M-IE001-25.04-Feb-1 | 12M |  | 12M |  | UK-THC-FL07-DWC-25.04-Water Chiller | Dublin - Harcourt - M&E PPM's | ZIP TAP | ISS |  | P2011021399 | ref line 293 | ref line 293 |  | Yearly Schedule Feb: 12M - Done; Yearly Schedule Aug: 6M - Done
Dublin | Harcourt Centre | BE-M-IE001-88.50-Jul-1 |  | 12M |  |  | UK-THC-LGND-WAP-88.50-Mechanical Filing System | Dublin - Harcourt - M&E PPM's | STORAGE SYSTEMS | ISS |  |  | Never Done | 750 |  | Yearly Schedule Jun: 12M
Dublin | Harcourt Centre | BE-M-IE001-44.02-Dec-1 |  | 12M |  |  | UK-THC-ROF-MSP-44.02-MCC Control Panel, MCC-01, With | Dublin - Harcourt - M&E PPM's | Burlington | Burlington |  | TBC | 372.24 | 960 |  | Yearly Schedule Jul: 12M
Dublin | Harcourt Centre | BE-M-IE001-45.01-Apr-1 | 12M,6M |  |  |  | UK-THC-ROF-CIR-45.01-Pump, hot water return | Dublin - Harcourt - M&E PPM's | Burlington | Burlington |  | TBC | 183 | ref line 251 |  | Yearly Schedule Mar: 12M - Done; Yearly Schedule Sep: 6M - Done
Dublin | Harcourt Centre | BE-M-IE001-05.23-Oct-1 |  | 12M,6M |  | 12M | UK-THC-ROF-FLU-05.23-Flu, Stainless | Dublin - Harcourt - M&E PPM's | Burlington | Burlington |  | TBC | NA | NA |  | Yearly Schedule Feb: 6M - Done; Yearly Schedule Aug: 12M
Dublin | Harcourt Centre | BE-M-IE001-32.12-Nov-1 |  | 12M |  |  | UK-THC-ROF-EXV-32.12-Expansion Vessel, | Dublin - Harcourt - M&E PPM's | Burlington | Burlington |  | TBC | 183 | 480 |  | Yearly Schedule Sep: 12M - Done
Dublin | Harcourt Centre | BE-M-IE001-28.01-May-1 | 12M |  |  |  | UK-THC-UG-HEE-28.01-Door Heater | Dublin - Harcourt - M&E PPM's | Burlington | Burlington |  | TBC | 372.24 | 420 |  | Yearly Schedule Jul: 12M
Dublin | Harcourt Centre | BE-M-IE001-NONSFG:AVE-Mar-1-AV Electrosonic:Audio Visual Equipment | 6M |  |  |  | IE-THC-Audio Visual PM's | Digicom | DIGICOM | ISS |  | P2011022220 | 38965 | 40913.25 |  | Yearly Schedule Feb: 6M - Done; Yearly Schedule Aug: 6M - Done
Dublin | The Station Building | BS-M-IE001-36.03-Jul-2 | 12M |  |  |  | 36.03:Internal Lighting | Dublin - Station building - M&E PPM's | DUB TECH/BEL | ISS | N | N/A | 0 | 0
Dublin | The Station Building | BS-M-IE001-36.03-Jul-2 |  |  |  |  | UK-TSBD-ALL-FIT-36.03-Internal Light-004
Dublin | The Station Building | BS-M-IE001-36.03-Jul-2 |  |  |  |  | UK-TSBD-FL01-FIT-36.03-Internal Light
Dublin | The Station Building | BS-M-IE001-36.03-Jul-2 |  |  |  |  | UK-TSBD-MEZ-FIT-36.03-Inter Light
Dublin | The Station Building | BS-M-IE001-36.03-Jul-2 |  |  |  |  | UK-TSBD-ALL-FIT-36.03-Internal Light-001
Dublin | The Station Building | BS-M-IE001-36.03-Jul-2 |  |  |  |  | UK-TSBD-ALL-FIT-36.03-Internal Light-002
Dublin | The Station Building | BS-M-IE001-36.03-Jul-2 |  |  |  |  | UK-TSBD-ALL-FIT-36.03-Internal Light-003
Dublin | The Station Building | BS-M-IE001-36.03-Jul-2 |  |  |  |  | UK-TSBD-ALL-FIT-36.03-Internal Light
Dublin | The Station Building | BS-M-IE001-14.22-Jan-1 | 12M |  |  |  | 14.22:Distribution Boards (DB's) | Dublin - Station building - M&E PPM's | Burlington | Burlington |  | TBC | 372.24 | 360 |  | Yearly Schedule Jul: 12M
Dublin | The Station Building | BS-M-IE001-14.22-Jan-1 |  |  |  |  | UK-TSBD-FL01-DBD-14.22-Main Switch Panel, SDB2
Dublin | The Station Building | BS-M-IE001-14.22-Jan-1 |  |  |  |  | UK-TSBD-FL01-DBD-14.22-Main Switch Panel, SDB3
Dublin | The Station Building | BS-M-IE001-14.22-Jan-1 | 12M |  |  |  | 14.22:Control Panels(Electrical Services) | Dublin - Station building - M&E PPM's | Burlington | Burlington |  | TBC | 772.24 | 960 |  | Yearly Schedule Jul: 12M
Dublin | The Station Building | BS-M-IE001-14.22-Jan-1 |  |  |  |  | UK-TSBD-FL01-CPE-14.22-Main Switch Panel, SDB1
Dublin | The Station Building | BS-M-IE001-14.22-Jan-1 |  |  |  |  | UK-TSBD-MEZ-CPE-14.22-MCC Panel
Dublin | The Station Building | BS-M-IE001-14.22-Jan-1 |  |  |  |  | UK-TSBD-MEZ-CPE-14.22-MCC Control Pad
Dublin | The Station Building | BS-M-IE001-14.22-Jan-1 |  |  |  |  | UK-TSBD-FL01-CPE-14.22-Main Switch Panel, LV1
Dublin | The Station Building | BS-M-IE001-03.01-Mar-2 | 12M,6M |  |  |  | 03.01:Air Handling Units | Dublin - Station building - M&E PPM's | Burlington | Burlington |  | TBC | ref line 183 | 1440 |  | Yearly Schedule Feb: 6M; Yearly Schedule Aug: 12M
Dublin | The Station Building | BS-M-IE001-03.01-Mar-2 |  |  |  |  | UK-TSBD-MEZ-AHU-03.01-AHU 1
Dublin | The Station Building | BS-M-IE001-03.01-Mar-2 |  |  |  |  | UK-TSBD-MEZ-AHU-03.01-AHU 2
Dublin | The Station Building | BS-M-IE001-54.03-Mar-5 |  |  |  |  | UK-TSBD-MEZ-SHP-54.03-AC Split Wall Cassette-001
Dublin | The Station Building | BS-M-IE001-54.03-Mar-5 |  |  |  |  | UK-TSBD-FL01-SHP-54.03-AC Indoor Split Unit System 1
Dublin | The Station Building | BS-M-IE001-54.03-Mar-5 |  |  |  |  | UK-TSBD-ALL-SHP-54.03-AC Indoor Split Unit System 2
Dublin | The Station Building | BS-M-IE001-54.03-Mar-5 |  |  |  |  | UK-TSBD-ALL-SHP-54.03-AC Indoor Split Unit System 3
Dublin | The Station Building | BS-M-IE001-54.03-Mar-5 |  |  |  |  | UK-TSBD-ALL-SHP-54.03-AC Indoor Split Unit System 4
Dublin | The Station Building | BS-M-IE001-54.03-Mar-5 |  |  |  |  | UK-TSBD-ALL-SHP-54.03-AC Indoor Split Unit System 5
Dublin | The Station Building | BS-M-IE001-54.03-Mar-5 |  |  |  |  | UK-TSBD-ALL-SHP-54.03-AC Indoor Split Unit System 6
Dublin | The Station Building | BS-M-IE001-54.03-Mar-5 |  |  |  |  | UK-TSBD-ALL-SHP-54.03-AC Indoor Split Unit System 7
Dublin | The Station Building | BS-M-IE001-54.03-Mar-5 |  |  |  |  | UK-TSBD-ALL-SHP-54.03-AC Indoor Split Unit System 8
Dublin | The Station Building | BS-M-IE001-54.03-Mar-5 |  |  |  |  | UK-TSBD-ALL-SHP-54.03-AC Indoor Split Unit System 9
Dublin | The Station Building | BS-M-IE001-54.03-Mar-5 |  |  |  |  | UK-TSBD-ALL-SHP-54.03-AC Indoor Split Unit System 11
Dublin | The Station Building | BS-M-IE001-54.03-Mar-5 |  |  |  |  | UK-TSBD-ALL-SHP-54.03-AC Indoor Split Unit System 12
Dublin | The Station Building | BS-M-IE001-54.03-Mar-5 |  |  |  |  | UK-TSBD-MEZ-SHP-54.03-AC Split Wall Cassette-002
Dublin | The Station Building | BS-M-IE001-54.03-Mar-6 |  | 6M |  | 6M | 54.03:Condensers Air Cooled | Dublin - Station building - M&E PPM's | Burlington | Burlington |  | TBC | ref line 183 | 480 | bar: Yearly Schedule Feb; Yearly Schedule Aug
Dublin | The Station Building | BS-M-IE001-54.03-Mar-6 |  |  |  |  | UK-TSBD-FL01-CAC-54.03-AC Condenser, Heat Recovery Unit
Dublin | The Station Building | BS-M-IE001-54.03-Mar-6 |  |  |  |  | UK-TSBD-FL01-CAC-54.03-ACC Condenser, Platform Building System 1
Dublin | The Station Building | BS-M-IE001-54.03-Mar-6 |  |  |  |  | UK-TSBD-FL01-CAC-54.03-ACC Condenser, Platform Building System 2
Dublin | The Station Building | BS-M-IE001-54.03-Mar-6 |  |  |  |  | UK-TSBD-FL01-CAC-54.03-ACC Condenser, Platform Building System 3
Dublin | The Station Building | BS-M-IE001-54.03-Mar-6 |  |  |  |  | UK-TSBD-FL01-CAC-54.03-ACC Condenser, Platform Building System 10 Comms Room
Dublin | The Station Building | BS-M-IE001-54.03-Mar-6 |  |  |  |  | UK-TSBD-FL01-CAC-54.03-ACC Condenser, Platform Building System 11
Dublin | The Station Building | BS-M-IE001-54.03-Mar-6 |  |  |  |  | UK-TSBD-FL01-CAC-54.03-ACC Condenser, Platform Building System 12
Dublin | The Station Building | BS-M-IE001-54.03-Mar-6 |  |  |  |  | UK-TSBD-FL01-CAC-54.03-ACC Condenser, Platform Building System 4
Dublin | The Station Building | BS-M-IE001-54.03-Mar-6 |  |  |  |  | UK-TSBD-FL01-CAC-54.03-ACC Condenser, Platform Building System 7
Dublin | The Station Building | BS-M-IE001-54.03-Mar-6 |  |  |  |  | UK-TSBD-FL01-CAC-54.03-ACC Condenser, Platform Building System 8
Dublin | The Station Building | BS-M-IE001-54.03-Mar-6 |  |  |  |  | UK-TSBD-FL01-CAC-54.03-ACC Condenser, Platform Building System 9
Dublin | The Station Building | BS-M-IE001-54.03-Mar-6 |  |  |  |  | UK-TSBD-FL01-CAC-54.03-ACC Condenser, Platform Building System 5
Dublin | The Station Building | BS-M-IE001-54.03-Mar-6 |  |  |  |  | UK-TSBD-FL01-CAC-54.03-ACC Condenser, Platform Building System 6
Dublin | The Station Building | BS-M-IE001-45.01-Apr-3 | 6M |  |  |  | 45.01:Circulating Pump | Dublin - Station building - M&E PPM's | Burlington | Burlington |  | TBC | ref line 540 | 480 | bar: Yearly Schedule Mar; Yearly Schedule Sep
Dublin | Harcourt Centre | BS-M-IE001-45.01-Apr-3 | 6M |  |  |  | 45.01:Circulating Pump/ Water Booster Set | Dublin -Harcourt Centre - M&E PPM's | Burlington | Burlington |  | TBC | ref line 540 | 480 |  | Yearly Schedule Mar: 6M - Done; Yearly Schedule Sep: 6M - Done
Dublin | The Station Building | BS-M-IE001-45.01-Apr-3 |  |  |  |  | UK-TSBD-MEZ-CIR-45.01-PUMP 1 Heating Flow
Dublin | The Station Building | BS-M-IE001-45.01-Apr-3 |  |  |  |  | UK-TSBD-MEZ-CIR-45.01-PUMP 2 Heating Flow
Dublin | The Station Building | BS-M-IE001-45.01-Apr-3 |  |  |  |  | UK-TSBD-MEZ-CIR-45.01-Pump 3, Boiler 1
Dublin | The Station Building | BS-M-IE001-45.01-Apr-3 |  |  |  |  | UK-TSBD-MEZ-CIR-45.01-Pump 4, Boiler 2
Dublin | The Station Building | BS-M-IE001-45.01-Apr-3 |  |  |  |  | UK-TSBD-MEZ-CIR-45.01-Pump, Cold Water Booster Set
Dublin | The Station Building | BS-M-IE001-45.01-Apr-3 |  |  |  |  | UK-TSBD-MEZ-CIR-45.01-Pump, Secondary Hot Water
Dublin | The Station Building | BS-M-IE001-32.12-Jun-1 |  | 6M |  |  | 32.12:Expansion Vessels | Dublin - Station building - M&E PPM's | Burlington | Burlington |  | TBC | ref line 540 | 480 | bar: Yearly Schedule Mar; Yearly Schedule Sep
Dublin | The Station Building | BS-M-IE001-32.12-Jun-1 |  |  |  |  | UK-TSBD-MEZ-EXV-32.12-Expansion Vessel, DHW
Dublin | The Station Building | BS-M-IE001-32.12-Jun-1 |  |  |  |  | UK-TSBD-MEZ-EXV-32.12-Expansion Vessel, Heating System
Dublin | The Station Building | BS-M-IE001-32.12-Jun-1 |  |  |  |  | UK-TSBD-MEZ-EXV-32.12-Expansion Vessel, CWS Booster Set-002
Dublin | The Station Building | BS-M-IE001-32.12-Jun-1 |  |  |  |  | UK-TSBD-MEZ-EXV-32.12-Expansion Vessel, CWS Booster Set-001
Dublin | The Station Building | BS-M-IE001-56.02-Aug-1 |  | 12M |  |  | 56.02:Tanks CWS | Dublin - Station building - M&E PPM's | Burlington | Burlington |  | TBC | 900 | 120 |  | Yearly Schedule Apr: 12M - Done
Dublin | The Station Building | BS-M-IE001-56.02-Aug-1 |  |  |  |  | UK-TSBD-MEZ-CWS-56.02-Water Tank 1
Dublin | The Station Building | BS-M-IE001-56.02-Aug-1 |  |  |  |  | UK-TSBD-MEZ-CWS-56.02-Water Tank 2
Dublin | The Station Building | BS-M-IE001-95.12-Apr-2 |  | 12M |  |  | 95.12:Water Heaters Packaged Electric | Dublin - Station building - M&E PPM's | Burlington | Burlington |  | TBC | 186.12 | 120 |  | Yearly Schedule Jul: 12M
Dublin | The Station Building | BS-M-IE001-95.12-Apr-2 |  |  |  |  | UK-TSBD-MEZ-WHE-95.12-Water Heater
Dublin | The Station Building | BS-M-IE001-95.12-Apr-2 |  |  |  |  | UK-TSBD-FL01-WHE-95.12-Water Heater
Dublin | The Station Building | BS-M-IE001-51.01-Dec-1 |  | 3M |  |  | 51.01:Showers | Dublin - Station building - M&E PPM's | Burlington | Burlington |  | TBC | 744.48 | 1200 | bar: Yearly Schedule Feb; Yearly Schedule May; Yearly Schedule Aug; Yearly Schedule Nov
Dublin | The Station Building | BS-M-IE001-51.01-Dec-1 |  |  |  |  | UK-TSBD-FL01-SHO-51.01-Shower-001
Dublin | The Station Building | BS-M-IE001-51.01-Dec-1 |  |  |  |  | UK-TSBD-FL01-SHO-51.01-Shower-002
Dublin | The Station Building | BS-M-IE001-51.01-Dec-1 |  |  |  |  | UK-TSBD-MEZ-SHO-51.01-Shower-001
Dublin | The Station Building | BS-M-IE001-51.01-Dec-1 |  |  |  |  | UK-TSBD-MEZ-SHO-51.01-Shower-002
Dublin | The Station Building | BS-M-IE001-51.01-Dec-1 |  |  |  |  | UK-TSBD-MEZ-SHO-51.01-Shower-003
Dublin | The Station Building | BS-M-IE001-65.10-May-1 | 12M |  |  |  | 65.10:Water Treatment Chemical Dosing | Dublin - Station building - M&E PPM's | ESI | Burlington |  | TBC | 2200 | 3500 |  | Yearly Schedule Apr: 12M
Dublin | The Station Building | BS-M-IE001-65.10-May-1 |  |  |  |  | UK-TSBD-MEZ-CHD-65.10-Dosing Pot, Boilers
Dublin | The Station Building | BS-M-IE001-65.10-May-1 |  |  |  |  | UK-TSBD-MEZ-CHD-65.10-Dosing Pot
Dublin | The Station Building | BS-M-IE001-87.06-Jun-1 |  | 12M |  |  | 87.06:Fire Blankets | Dublin - Station building - M&E PPM's | G4S | Burlington |  | TBC | Never Done | ref line 554 |  | Yearly Schedule May: 12M - Done
Dublin | The Station Building | BS-M-IE001-87.06-Jun-1 |  |  |  |  | UK-TSBD-MEZ-FBL-87.06-Fire Blanket
Dublin | The Station Building | BS-M-IE001-87.06-Jun-1 |  |  |  |  | UK-TSBD-FL01-FBL-87.06-Fire Blanket
Dublin | The Station Building | BS-M-IE001-95.12-Feb-1 | 6M | 12M |  | 12M | 95.12:Drinking Water Boiler | Dublin - Station building - M&E PPM's | ZIP TAP | ISS |  | P2011021399 | ref line 293 | ref line 293 |  | Yearly Schedule Feb: 12M - Done; Yearly Schedule Aug: 6M - Done
Dublin | The Station Building | BS-M-IE001-95.12-Feb-1 |  |  |  |  | UK-TSBD-MEZ-DWB-95.12-Drinking Water Boiler
Dublin | The Station Building | BS-M-IE001-95.12-Feb-1 |  |  |  |  | UK-TSBD-FL01-DWB-95.12-Drinking Water Boiler
Dublin | The Station Building | BS-M-IE001-14.20-Nov-1 | 1M |  |  |  | 14.20:Emergency Assistance Alarms | Dublin - Station building - M&E PPM's | Good Fire & Saftey | Burlington |  | TBC | 2233.44 | 480 |  | Yearly Schedule Jul: 12M
Dublin | The Station Building | BS-M-IE001-14.20-Nov-1 | 12M,1M |  |  |  | 14.20:Emergency Assistance Alarms | Dublin - Station building - M&E PPM's | DUB TECH/BEL | ISS | N | N/A | 0 | 0 |  | 1M - Done | 1M - Done | 1M - Done | 1M - Done | 1M | 1M - Done | 1M - Done | 1M | 1M | 1M | 1M | 1M
Dublin | The Station Building | BS-M-IE001-14.20-Nov-1 |  |  |  |  | UK-TSBD-FL01-EAA-14.20-Emergency Assistance Panel
Dublin | The Station Building | BS-M-IE001-14.20-Nov-1 |  |  |  |  | UK-TSBD-MEZ-EAA-14.20-Emergency Alarm
Dublin | The Station Building | BS-M-IE001-14.20-Nov-1 |  |  |  |  | UK-TSBD-FL01-EAA-14.20-Emergency Alarm
Dublin | The Station Building | BS-M-IE001-22.01-Jun-2 | 6M,3M | 12M |  | 12M | 22.01:Fire Alarm System | Dublin - Station building - M&E PPM's | Good Fire & Saftey | Burlington |  | TBC | 2730 | 936 |  | Yearly Schedule Feb: 3M - Done; Yearly Schedule May: 12M - Done; Yearly Schedule Aug: 3M - Done; Yearly Schedule Nov: 6M - Done
Dublin | The Station Building | BS-M-IE001-22.01-Jun-2 |  |  |  |  | UK-TSBD-FL01-FAS-22.01-Fire Alarm Panel
Dublin | The Station Building | BS-M-IE001-22.01-Jun-2 |  |  |  |  | UK-TSBD-FL01-FAS-22.01-Fire Alarm Repeater Panel
Dublin | The Station Building | BS-M-IE001-05.23-Apr-1 |  | 12M,6M |  | 12M | 05.23:Boiler | Dublin - Station building - M&E PPM's | Burlington | Burlington |  | TBC | 4800 | 960 |  | Yearly Schedule Mar: 6M; Yearly Schedule Sep: 12M
Dublin | The Station Building | BS-M-IE001-05.23-Apr-1 |  |  |  |  | UK-TSBD-MEZ-GCB-05.23-Boiler 1
Dublin | The Station Building | BS-M-IE001-05.23-Apr-1 |  |  |  |  | UK-TSBD-MEZ-GCB-05.23-Boiler 2
Dublin | The Station Building | BS-M-IE001-18.02-May-1 | 3M |  |  |  | 18.02:Hair Dryer | Dublin - Station building - M&E PPM's | DUB TECH/BEL | ISS | N | N/A | 744.48 | 0 |  | 1M - Done | 1M - Done | 1M - Done | 1M - Done | 1M - Done | 1M - Done | 1M | 1M - Done | 1M | 1M | 1M | 1M
Dublin | The Station Building | BS-M-IE001-18.02-May-1 |  |  |  |  | UK-TSBD-FL01-HRD-18.02-Hair Dryer-002
Dublin | The Station Building | BS-M-IE001-18.02-May-1 |  |  |  |  | UK-TSBD-FL01-HRD-18.02-Hair Dryer-001
Dublin | The Station Building | BS-M-IE001-NONSFG:CLN-Jun-2 | 1M |  |  |  | CLN:PHS Monthly Visit | Dublin - WSC | PHS | ISS |  |  | TBC | TBC |  | 1M - Done | 1M - Done | 1M - Done | 1M - Done | 1M - Done | 1M - Done | 1M - Done | 1M - Done | 1M - Done | 1M - Done | 1M - Done | 1M - Done
Dublin | The Station Building | BS-M-IE001-NONSFG:CLN-Jun-2 |  |  |  |  | UK-TSBD-PHS Monthly Visit
Dublin | The Station Building | BE-M-IE001-37.01-Dec-1 |  | 1M |  |  | UK-TSBD-ALL-SEC-37.01-Emergency Light | Dublin - Station building - M&E PPM's | Burlington | Burlington |  | TBC | 2419.56 | 1920 |  | Yearly Schedule Jan: 3M - Done; Yearly Schedule Apr: 3M; Yearly Schedule Jul: 12M; Yearly Schedule Oct: 3M - Done; Yearly Schedule Nov: 12M - Done
Dublin | The Station Building | BE-M-IE001-40.01-Mar-1 | 12M |  |  |  | UK-TSBD-ALL-GPP-40.01-Valves & Pipework - CWS & HWS | Dublin - Station building - M&E PPM's | Burlington | Burlington | N | TBC |  | Needed |  | Yearly Schedule May: 12M
Dublin | The Station Building | BE-M-IE001-14.19-Apr-1 | 12M,6M |  |  |  | UK-TSBD-ALL-ASY-14.19-Access System | Dublin - Station building - M&E PPM's | M&J Electronics | ISS |  |  | ref line 263 | ref line 263 |  | Yearly Schedule Mar: 12M - Done; Yearly Schedule Sep: 6M - Done
Dublin | The Station Building | BE-M-IE001-14.19-Apr-1 | 1M |  |  |  | UK-TSBD-ALL-ASY-14.19-Access System | Dublin - Station building - M&E PPM's | DUB TECH/BEL | ISS | N | N/A | 0 | 0 |  | 1M - Done | 1M - Done | 1M - Done | 1M - Done | 1M - Done | 1M | 1M | 1M | 1M | 1M | 1M | 1M
Dublin | The Station Building | [5 empty] | AED | Dublin - Station building - M&E PPM's | DUB TECH/BEL | ISS | N | N/A |  |  |  | 1M - Done | 1M - Done | 1M - Done | 1M - Done | 1M - Done | 1M - Done | 1M - Done | 1M | 1M | 1M | 1M | 1M
Dublin | The Station Building | BE-M-IE001-88.04-Apr-1 | 12M |  |  |  | UK-TSBD-ALL-BFI-88.04-Building Fabric Inspections - Internal | Dublin - Station building - M&E PPM's | DUB TECH/BEL | ISS | N | N/A | 0 | 0 |  | Yearly Schedule Aug: 12M - Done
Dublin | The Station Building | BE-M-IE001-05.23-Mar-1 |  | 12M,6M |  | 12M | UK-TSBD-ALL-BFS-05.23-Boilers - Fire And Safety Circuits | Dublin - Station building - M&E PPM's | Burlington | Burlington |  | TBC | ref line 540 | Needed |  | Yearly Schedule Mar: 6M; Yearly Schedule Sep: 12M
Dublin | The Station Building | BE-M-IE001-32.02-Jan-1 |  | 12M,1M |  | 12M,1M | UK-TSBD-ALL-WSE-32.02-Hot & Cold Water Services | Dublin - Station building - M&E PPM's | Burlington | Burlington |  | TBC | 372.24 | 420 |  | Yearly Schedule Jul: 12M - Done
Dublin | The Station Building | BE-M-IE001-32.02-Jan-1 |  | 12M,1M |  | 12M,1M | UK-TSBD-ALL-WSE-32.02-Hot & Cold Water Services | Dublin - Station building - M&E PPM's | DUB TECH/BEL | ISS | N | N/A | 0 | 0 |  | 1M - Done | 1M - Done | 1M - Done | 1M - Done | 1M - Done | 1M - Done | 1M - Done | 1M - Done | 1M - Done | 1M | 1M | 1M
Dublin | The Station Building | BE-M-IE001-59.06-Mar-1 | 12M,6M |  |  |  | UK-TSBD-ALL-FAC-59.06-Fan Coil Units | Dublin - Station building - M&E PPM's | Burlington | Burlington |  | TBC |  |  |  | Yearly Schedule Feb: 12M; Yearly Schedule Aug: 6M - Done
Dublin | The Station Building | BE-M-IE001-23.17-Oct-1 | 1M | 12M |  |  | UK-TSBD-ALL-FDI-23.17-Fire Doors | Dublin - Station building - M&E PPM's | Burlington | Burlington | N | TBC | 0 | 0 |  | Yearly Schedule Feb: 12M - Done; Yearly Schedule Aug: 12M - Done
Dublin | The Station Building | BE-M-IE001-23.09-Jun-1 |  | 12M |  | 12M | UK-TSBD-ALL-FEC-23.09-Fire Extinguisher, CO2 | Dublin - Station building - M&E PPM's | G4S | Burlington |  | TBC | 380 | 490 |  | Yearly Schedule May: 12M - Done
Dublin | The Station Building | BE-M-IE001-23.11-Jun-1 |  | 12M |  | 12M | UK-TSBD-ALL-FEP-23.11-Fire Extinguisher, Powder | Dublin - Station building - M&E PPM's | G4S | Burlington |  | TBC | 380 | ref line 554 |  | Yearly Schedule May: 12M - Done
Dublin | Harcourt Centre | [5 empty] | Main Switch Panel - sub distribution boards | [8 empty] | Yearly Schedule May: 12M - Done
Dublin | The Station Building | BE-M-IE001-16.03-Sep-1 | 12M |  |  |  | UK-TSBD-ALL-DDA-16.03-Fire / Smoke Dampers | Dublin - Station building - M&E PPM's | Burlington | Burlington | N | TBC | Never Done | 0 |  | Yearly Schedule Aug: 12M
Dublin | The Station Building | BE-M-IE001-82.05-Sep-1 |  | 12M |  |  | UK-TSBD-FL01-PSS-82.05-Lift | Dublin - Station building - M&E PPM's | SCHINDLER | ISS |  | P201851662 | €463.52 | 463.52 |  | Yearly Schedule Mar: 3M - Done; Yearly Schedule Jun: 3M - Done; Yearly Schedule Sep: 3M - Done; Yearly Schedule Dec: 3M
Dublin | The Station Building | BE-M-IE001-45.01-Apr-2 | 12M,6M |  |  |  | UK-TSBD-MEZ-VES-45.01-Pump, Cold Water Booster Set | Dublin - Station building - M&E PPM's | Burlington | Burlington |  | TBC | 251 | 0 |  | Yearly Schedule Mar: 12M; Yearly Schedule Sep: 6M
Dublin | The Station Building | BE-M-IE001-54.03-Aug-1 |  | 12M |  | 12M | UK-TSBD-MEZ-GAD-23.15-Gas Detection Panel | Dublin - Station building - M&E PPM's | VISTEC | Burlington |  | P201861804 | 460 | 0 |  | Yearly Schedule Aug: 12M
Dublin | The Station Building | BE-M-IE001-03.01-May-1 | 12M,6M |  |  |  | UK-TSBD-MEZ-ECS-03.01-Fan Control, Toilet | Dublin - Station building - M&E PPM's | Burlington | Burlington |  | TBC | ref line 183 | 0 |  | Yearly Schedule Feb: 12M; Yearly Schedule Aug: 6M
Dublin | The Station Building | BE-M-IE001-40.01-Apr-1 | 12M |  |  |  | UK-TSBD-MEZ-SOL-40.01-Gas Solenoid Valve | Dublin - Station building - M&E PPM's | VISTEC | Burlington |  | P201861804 | 460 | 0 |  | Yearly Schedule Aug: 12M
Dublin | The Station Building | BE-M-IE001-40.25-Apr-1 |  | 12M |  |  | UK-TSBD-MEZ-PRP-40.25-Pressurisation Unit | Dublin - Station building - M&E PPM's | Burlington | Burlington |  | TBC | ref line 540 | 0 |  | Yearly Schedule Sep: 12M
Dublin | The Station Building | BE-M-IE001-32.07-Apr-1 |  | 24M,12M | 12M |  | UK-TSBD-MEZ-CHW-32.07-Hot Water Cylinder | Dublin - Station building - M&E PPM's | Burlington | Burlington |  | TBC | ref line 540 | 0 |  | Yearly Schedule Sep: 12M
Dublin | The Station Building | BE-M-IE001-49.02-Mar-1 | 12M |  |  |  | UK-TSBD-MEZ-CTV-49.02-CCTV | Dublin - Station building - M&E PPM's | M&J Electronics | ISS |  |  | ref line 263 | ref line 263 |  | Yearly Schedule Feb: 12M - Done
Dublin | The Station Building | BE-M-IE001-NONSFG:AVE-Mar-2-AV Electrosonic:Audio Visual Equipment | 6M |  |  |  | IE-TSBD-Audio Visual PM's | Dublin - Station building - M&E PPM's | DIGICOM | ISS |  | P2011022220 | ref line 445 | ref line 445 |  | Yearly Schedule Feb: 6M - Done; Yearly Schedule Aug: 6M - Done
Galway | Hibernian House | BS-R-HIB-14.22-Oct-1 |  |  |  |  | UK-HBH-FL01-DBD-14.22-DB, AC DB
Galway | Hibernian House | BS-R-HIB-14.22-Oct-1 |  |  |  |  | UK-HBH-FL01-DBD-14.22-DB, SDB FF/1, Main Switch Panel
Galway | Hibernian House | BS-R-HIB-14.22-Oct-1 | 12M |  |  |  | 14.22:Distribution Boards (DB's) | Galway - M&E PPM's | ENG LEAD | ISS | N | N/A | 982.13 | 0 |  | Yearly Schedule May: 12M - Done
Galway | Hibernian House | BS-R-HIB-54.03-May-2 |  | 6M |  | 6M | 54.03:Split Systems / Heatpumps | Galway - M&E PPM's | Burlington | Burlington |  | TBC | 1116.72 | 1680 |  | Yearly Schedule Feb: 6M - Done; Yearly Schedule Aug: 6M
Galway | Hibernian House | BS-R-HIB-54.03-May-2 |  |  |  |  | UK-HBH-FL01-SHP-54.03-AC Indoor Split Ceiling Cassette 6
Galway | Hibernian House | BS-R-HIB-54.03-May-2 |  |  |  |  | UK-HBH-FL01-SHP-54.03-AC Indoor Split Ceiling Cassette 7
Galway | Hibernian House | BS-R-HIB-54.03-May-2 |  |  |  |  | UK-HBH-FL01-SHP-54.03-AC Indoor Split Ceiling Cassette 8
Galway | Hibernian House | BS-R-HIB-54.03-May-2 |  |  |  |  | UK-HBH-FL01-SHP-54.03-AC Indoor Split Ceiling Cassette 9
Galway | Hibernian House | BS-R-HIB-54.03-May-2 |  |  |  |  | UK-HBH-FL01-SHP-54.03-AC Indoor Split Ceiling Cassette 10
Galway | Hibernian House | BS-R-HIB-54.03-May-2 |  |  |  |  | UK-HBH-FL01-SHP-54.03-AC Indoor Split Ceiling Cassette 11
Galway | Hibernian House | BS-R-HIB-54.03-May-2 |  |  |  |  | UK-HBH-FL01-SHP-54.03-AC Indoor Split Ceiling Cassette 12
Galway | Hibernian House | BS-R-HIB-54.03-May-2 |  |  |  |  | UK-HBH-FL01-SHP-54.03-AC Indoor Split Ceiling Cassette 13
Galway | Hibernian House | BS-R-HIB-54.03-May-2 |  |  |  |  | UK-HBH-FL01-SHP-54.03-AC Indoor Split Ceiling Cassette 14
Galway | Hibernian House | BS-R-HIB-54.03-May-2 |  |  |  |  | UK-HBH-FL01-SHP-54.03-AC Indoor Split Ceiling Cassette 1
Galway | Hibernian House | BS-R-HIB-54.03-May-2 |  |  |  |  | UK-HBH-FL01-SHP-54.03-AC Indoor Split Ceiling Cassette 2
Galway | Hibernian House | BS-R-HIB-54.03-May-2 |  |  |  |  | UK-HBH-FL01-SHP-54.03-AC Indoor Split Ceiling Cassette 3
Galway | Hibernian House | BS-R-HIB-54.03-May-2 |  |  |  |  | UK-HBH-FL01-SHP-54.03-AC Indoor Split Ceiling Cassette 4
Galway | Hibernian House | BS-R-HIB-54.03-May-2 |  |  |  |  | UK-HBH-FL01-SHP-54.03-AC Indoor Split Ceiling Cassette 5
Galway | Hibernian House | BS-R-HIB-54.03-May-1 |  | 6M |  | 6M | 54.03:Condensers Air Cooled | Galway - M&E PPM's | Burlington | Burlington |  | TBC | 744.48 | ref line 582 | bar: Yearly Schedule Feb; Yearly Schedule Aug
Galway | Hibernian House | BS-R-HIB-54.03-May-1 |  |  |  |  | UK-HBH-FL01-CAC-54.03-AC Condenser Unit 8
Galway | Hibernian House | BS-R-HIB-54.03-May-1 |  |  |  |  | UK-HBH-FL01-CAC-54.03-AC Condenser Unit 9
Galway | Hibernian House | BS-R-HIB-54.03-May-1 |  |  |  |  | UK-HBH-FL01-CAC-54.03-AC Condenser Unit 1
Galway | Hibernian House | BS-R-HIB-54.03-May-1 |  |  |  |  | UK-HBH-FL01-CAC-54.03-AC Condenser Unit 2
Galway | Hibernian House | BS-R-HIB-54.03-May-1 |  |  |  |  | UK-HBH-FL01-CAC-54.03-AC Condenser Unit 3
Galway | Hibernian House | BS-R-HIB-54.03-May-1 |  |  |  |  | UK-HBH-FL01-CAC-54.03-AC Condenser Unit 4
Galway | Hibernian House | BS-R-HIB-54.03-May-1 |  |  |  |  | UK-HBH-FL01-CAC-54.03-AC Condenser Unit 5
Galway | Hibernian House | BS-R-HIB-54.03-May-1 |  |  |  |  | UK-HBH-FL01-CAC-54.03-AC Condenser Unit 6
Galway | Hibernian House | BS-R-HIB-54.03-May-1 |  |  |  |  | UK-HBH-FL01-CAC-54.03-AC Condenser Unit 10
Galway | Hibernian House | BS-R-HIB-54.03-May-1 |  |  |  |  | UK-HBH-FL01-CAC-54.03-AC Condenser Unit 11
Galway | Hibernian House | BS-R-HIB-54.03-May-1 |  |  |  |  | UK-HBH-FL01-CAC-54.03-AC Condenser Unit 12
Galway | Hibernian House | BS-R-HIB-54.03-May-1 |  |  |  |  | UK-HBH-FL01-CAC-54.03-AC Condenser Unit 13
Galway | Hibernian House | BS-R-HIB-54.03-May-1 |  |  |  |  | UK-HBH-FL01-CAC-54.03-AC Condenser Comms
Galway | Hibernian House | BS-R-HIB-54.03-May-1 |  |  |  |  | UK-HBH-FL01-CAC-54.03-AC Condenser
Galway | Hibernian House | BS-R-HIB-54.03-May-1 |  |  |  |  | UK-HBH-FL01-CAC-54.03-AC Condenser Unit 7
Galway | Hibernian House | BE-R-HIB-95.12-Apr-1 |  | 12M,6M |  | 12M,6M | UK-HBH-FL01-DWB-95.12-Zip:Drinking Water Boiler:1st Floor | Galway - M&E PPM's | ZIP TAP | ISS |  | P2011021399 | ref line 293 | ref line 293 |  | Yearly Schedule Feb: 12M - Done; Yearly Schedule Aug: 6M
Galway | Hibernian House | [5 empty] | AED | Galway - M&E PPM's | WPC Internal | ISS | [5 empty] | 1M - Done | 1M - Done | 1M - Done | 1M - Done | 1M - Done | 1M - Done | 1M - Done | 1M - Done | 1M - Done | 1M - Done | 1M - Done | 1M - Done
Galway | Hibernian House | [5 empty] | Hot & Cold Water Services | Galway - M&E PPM's | WPC Internal | ISS | [5 empty] | 1M - Done | 1M - Done | 1M - Done | 1M - Done | 1M - Done | 1M - Done | 1M - Done | 1M - Done | 1M - Done | 1M - Done | 1M - Done | 1M - Done
Galway | Hibernian House | BE-R-HIB-32.02-Dec-1 |  | 12M,1M |  | 12M,1M | UK-HBH-FL01-WSE-32.02-Hot & Cold Water Services | Galway - M&E PPM's | ESI | Burlington |  | TBC | 1116.72 | 1200 |  | Yearly Schedule Feb: 6M - Done; Yearly Schedule Aug: 6M - Done
Galway | Hibernian House | BE-R-HIB-40.01-Dec-1 | 12M |  |  |  | UK-HBH-FL01-GPP-40.01-Valves & Pipework - CWS & HWS | Galway - M&E PPM's | Burlington | Burlington |  | TBC | 372.24 | 480 |  | Yearly Schedule Jul: 12M
Galway | Hibernian House | BE-R-HIB-14.19-Mar-1 | 6M,1M |  |  |  | UK-HBH-FL01-ASY-14.19-Security Access System | Galway - M&E PPM's | WPC Internal | ISS | N | N/A | 0 | 0 |  | 1M - Done | 1M - Done | 1M - Done | 1M - Done | 1M - Done | 1M - Done | 1M - Done | 1M - Done | 1M - Done | 1M - Done | 1M - Done | 1M - Done
Galway | Hibernian House | BE-R-HIB-29.09-Nov-1 | 12M |  |  |  | UK-HBH-FL01-PRC-29.03-Heat Recovery Unit | Galway - M&E PPM's | Burlington | Burlington |  | TBC | 186.12 | 480 |  | Yearly Schedule Jul: 12M - Done
Galway | Hibernian House | BE-R-HIB-37.01-Jul-1 |  | 12M |  | 12M | UK-HBH-FL01-SEC-37.01-Emergency Light | Galway - M&E PPM's | ENG LEAD | ISS | N | N/A | 783.2 | 0 |  | Yearly Schedule Jan: 3M - Done; Yearly Schedule Apr: 3M; Yearly Schedule Jul: 12M; Yearly Schedule Oct: 3M - Done; Yearly Schedule Nov: 12M
Galway | Hibernian House | BE-R-HIB-14.19-Mar-1 | 6M,1M |  |  |  | UK-CQLQ-FL02-ASY-14.19-Access Control System | Galway - M&E PPM's | Q3 | ISS |  |  | 713.34 | 200 |  | Yearly Schedule Feb: 6M - Done; Yearly Schedule Aug: 6M - Done
Galway | Hibernian House | [5 empty] | UK-CQLQ-FL02-FAS-22.01-Fire Alarm System (includes intruder & fire alarm monitoring) | Galway - M&E PPM's | Q3 | ISS |  |  | 650 | 470 |  | Yearly Schedule Jan: 3M - Done; Yearly Schedule Apr: 3M - Done; Yearly Schedule Jul: 3M - Done; Yearly Schedule Oct: 3M - Done
Galway | Hibernian House | BE-R-HIB-49.02-Mar-1 | 12M |  |  |  | UK-HBH-FL01-CTV-49.02-CCTV | Galway - M&E PPM's | Q3 | ISS |  |  | 713.34 | 80 |  | Yearly Schedule Feb: 12M - Done
Galway | Hibernian House | BE-R-HIB-25.04-Feb-1 | 12M |  | 12M |  | UK-HBH-FL01-FCP-25.04-Water Filter | Galway - M&E PPM's | Burlington | Burlington |  | TBC | 982.65 | 550 |  | Yearly Schedule May: 12M
Galway | Hibernian House | BE-R-HIB-23.17-Dec-1 | 1M | 12M |  |  | UK-HBH-FL01-FDI-23.17-Fire Doors | Galway - M&E PPM's | Burlington | Burlington |  | TBC | 372.24 | 520 |  | Yearly Schedule May: 12M - Done
Galway | Hibernian House | BE-R-HIB-23.17-Dec-1 | 1M | 12M |  |  | UK-HBH-FL01-FDI-23.17-Fire Doors | Galway - M&E PPM's | WPC Internal | ISS | N | N/A | 0 | 0 |  | 1M - Done | 1M - Done | 1M - Done | 1M - Done | 1M - Done | 1M - Done | 1M - Done | 1M - Done | 1M - Done | 1M - Done | 1M - Done | 1M - Done
Galway | Hibernian House | BE-R-HIB-23.09-Jun-1 |  | 12M |  | 12M | UK-HBH-FL01-FEC-23.09-Fire Extinguisher, CO2 | Galway - M&E PPM's | G4S | Burlington |  | TBC | 67.5 | 288 |  | Yearly Schedule May: 12M - Done
Galway | Hibernian House | BE-R-HIB-23.10-Jun-1 |  | 12M |  | 12M | UK-HBH-FL01-FEF-23.10-Fire Extinguisher, Foam | Galway - M&E PPM's | G4S | Burlington |  | TBC | 67.5 | ref line 622 |  | Yearly Schedule May: 12M - Done
Galway | Hibernian House | BE-R-HIB-20.08-Oct-1 | 12M |  |  |  | UK-HBH-FL01-FEX-20.08-Extractor | Galway - M&E PPM's | Burlington | Burlington |  | TBC | 186.12 | 480 |  | Yearly Schedule May: 12M - Done
Galway | Hibernian House | BE-R-HIB-NONSFG:DMF-Aug-1 | 12M |  |  |  | UK-HBH-FL01-DMF-Non SFG-Dishwasher | Galway - M&E PPM's | WPC Internal | ISS | N | N/A | 0 | 0 |  | Yearly Schedule Jul: 12M
Galway | Hibernian House | BE-R-HIB-NONSFG:AVE-Aug-1-AV Audio Visual Equipment | 6M |  |  |  | IE-HIB-Audio Visual PM's | Galway - M&E PPM's | DIGICOM | ISS | N | P2011022220 | ref line 445 | ref line 445 |  | Yearly Schedule Feb: 6M - Done; Yearly Schedule Aug: 6M - Done
Limerick | Riverview House | BS-R-IE003-22.01-Feb-1 | 6M,3M | 12M |  | 12M | 22.01:Fire Alarm System | Riverview House - Limerick - M&E PPM's | G4S | Burlington |  | P201865515 | €1470.00 | 1911 |  | Yearly Schedule Jan: 12M - Done; Yearly Schedule Apr: 3M - Done; Yearly Schedule Jul: 6M - Done; Yearly Schedule Oct: 3M - Done
Limerick | Riverview House | BS-R-IE003-22.01-Feb-1 |  |  |  |  | UK-RVH-FL01-FAS-22.01-Fire Alarm Panel Repeater
Limerick | Riverview House | BS-R-IE003-22.01-Feb-1 |  |  |  |  | UK-RVH-FL01-FAS-22.01-Main Fire Panel
Limerick | Riverview House | BS-R-IE003-54.03-May-3 |  | 6M |  | 6M | 54.03:Split Systems / Heatpumps | Riverview House - Limerick - M&E PPM's | Burlington | Burlington |  | TBC | 2977.92 | 960 |  | Yearly Schedule Feb: 6M - Done; Yearly Schedule Aug: 6M - Done
Limerick | Riverview House | BS-R-IE003-54.03-May-3 |  |  |  |  | UK-RVH-FL01-SHP-54.03-AC Indoor Split Unit
Limerick | Riverview House | BS-R-IE003-54.03-May-3 |  |  |  |  | UK-RVH-FL01-SHP-54.03-AC Indoor Split Fan Coil Unit
Limerick | Riverview House | BS-R-IE003-54.03-Feb-1 |  | 6M |  | 6M | 54.03:VRV System | Riverview House - Limerick - M&E PPM's | Burlington | Burlington |  | TBC | 744.48 | 4320 |  | Yearly Schedule Feb: 6M - Done; Yearly Schedule Aug: 6M - Done
Dublin | Harcourt Centre | [5 empty] | VRV System/ Mitsubishi |  | Mitsubishi | Burlington | [5 empty] | Yearly Schedule Feb: 6M - Done; Yearly Schedule Aug: 6M
Limerick | Riverview House | BS-R-IE003-54.03-Feb-1 |  |  |  |  | UK-RVH-FL01-VRV-54.03-AC VRV Condenser Unit System 2 Master AC 09-16
Limerick | Riverview House | BS-R-IE003-54.03-Feb-1 |  |  |  |  | UK-RVH-FL01-VRV-54.03-AC VRV Condenser Unit System 1 AC 01-08
Limerick | Riverview House | BS-R-IE003-54.03-Feb-1 |  |  |  |  | UK-RVH-FL01-VRV-54.03-AC VRV Condenser Unit System 2 Slave
Limerick | Riverview House | BS-R-IE003-28.01-Jul-1 | 12M |  |  |  | 28.01:Heat Emitters/ Hand Dryer | Riverview House - Limerick - M&E PPM's | Burlington | Burlington |  | TBC | 372.24 | 480 |  | Yearly Schedule Jun: 12M - Done | I don't know what this is?
Limerick | Riverview House | BS-R-IE003-28.01-Jul-1 |  |  |  |  | UK-RVH-FL01-HEE-28.01-Shower, Electric
Limerick | Riverview House | BS-R-IE003-28.01-Jul-1 |  |  |  |  | UK-RVH-FL01-HEE-28.01-Electric Heater-Disabled Toliet
Limerick | Riverview House | BS-R-IE003-28.01-Jul-1 |  |  |  |  | UK-RVH-FL01-HEE-28.01-Electric Heater-Gents Toilet
Limerick | Riverview House | BS-R-IE003-28.01-Jul-1 |  |  |  |  | UK-RVH-FL01-HEE-28.01-Electric Heater-Ladies Toilet
Limerick | Riverview House | BS-R-IE003-28.01-Jul-1 |  |  |  |  | UK-RVH-FL01-HEE-28.01-Electric Heater-Bin Store
Limerick | Riverview House | BS-R-IE003-18.02-Jul-1 | 3M |  |  |  | 18.02:Hair Dryer | Riverview House - Limerick - M&E PPM's | WPC Internal | ISS | N | N/A | 0 | 0 |  | Yearly Schedule Jan: 3M; Yearly Schedule Apr: 3M - Done; Yearly Schedule Jul: 3M - Done; Yearly Schedule Oct: 3M - Done
Limerick | Riverview House | BS-R-IE003-18.02-Jul-1 |  |  |  |  | UK-RVH-FL01-HRD-18.02-Hair Dryer-001
Limerick | Riverview House | BS-R-IE003-18.02-Jul-1 |  |  |  |  | UK-RVH-FL01-HRD-18.02-Hair Dryer-002
Limerick | Riverview House | BS-R-IE003-18.02-Jul-1 |  |  |  |  | UK-RVH-FL01-HRD-18.02-Hair Dryer-003
Limerick | Riverview House | BS-R-IE003-45.12-Jul-1 | 12M |  |  |  | 45.12:Booster Sets CWS | Limerick - WSC | Burlington | Burlington |  | TBC | 1450 | 480 |  | Yearly Schedule Apr: 12M - Done
Limerick | Riverview House | BS-R-IE003-45.12-Jul-1 |  |  |  |  | UK-RVH-FL01-PBS-45.12-Booster Pump
Limerick | Riverview House | BS-R-IE003-45.12-Jul-1 |  |  |  |  | UK-RVH-FL01-PBS-45.12-CWS Booster Pump
Limerick | Riverview House | BS-R-IE003-95.12-Jul-1 |  | 12M |  | 12M | 95.12:Water Heaters Packaged Electric | Riverview House - Limerick - M&E PPM's | Burlington | Burlington |  | TBC | 372.24 | 480 |  | Yearly Schedule May: 12M - Done
Limerick | Riverview House | BS-R-IE003-95.12-Jul-1 |  |  |  |  | UK-RVH-FL01-WHE-95.12-Wall Heater
Limerick | Riverview House | BS-R-IE003-95.12-Jul-1 |  |  |  |  | UK-RVH-FL01-WHE-95.12-Water Heater-001
Limerick | Riverview House | BS-R-IE003-95.12-Jul-1 |  |  |  |  | UK-RVH-FL01-WHE-95.12-Water Heater-002
Limerick | Riverview House | BS-R-IE003-95.12-Jul-1 |  |  |  |  | UK-RVH-FL01-WHE-95.12-Water Heater-003
Limerick | Riverview House | BS-R-IE003-95.12-Jul-1 |  |  |  |  | UK-RVH-FL01-WHE-95.12-Water Heater-004
Limerick | Riverview House | BS-R-IE003-14.19-Feb-1 | 6M |  |  |  | UK-CQLQ-FL02-ASY-14.19-Access Control System | Riverview House - Limerick - M&E PPM's | Q3 | ISS |  |  | 713.34 | 200 |  | Yearly Schedule Jan: 6M - Done; Yearly Schedule Jul: 6M - Done
Limerick | Riverview House | UK-CQLQ-FL02-ASY-14.19-Access Control System | Riverview House - Limerick - M&E PPM's |  |  |  | Access Control System | Riverview House - Limerick - M&E PPM's | WPC Internal | ISS | [5 empty] | 1M - Done | 1M - Done | 1M - Done | 1M - Done | 1M - Done | 1M - Done | 1M - Done | 1M - Done | 1M - Done | 1M - Done | 1M - Done | 1M - Done
Limerick | Riverview House | BS-R-IE003-14.19-Feb-1 |  |  |  |  | UK-RVH-FL01-ASY-14.19-Access Control System-001
Limerick | Riverview House | BS-R-IE003-14.19-Feb-1 |  |  |  |  | UK-RVH-FL01-ASY-14.19-Access Control System-002
Limerick | Riverview House | BS-R-IE003-NONSFG:CLN-Jun-1 | 1M |  |  |  | CLN:PHS Monthly Visit | Limerick - WSC | PHS | ISS |  |  | TBC | TBC |  | 1M - Done | 1M - Done | 1M - Done | 1M - Done | 1M - Done | 1M - Done | 1M - Done | 1M - Done | 1M - Done | 1M - Done | 1M - Done | 1M - Done | Please remove from Planner Not PPM
Limerick | Riverview House | BS-R-IE003-NONSFG:CLN-Jun-1 |  |  |  |  | UK-RVH-PHS Monthly Visit
Limerick | Riverview House | BS-R-IE003-95.12-Feb-2 | 6M | 12M |  | 12M | 95.12:Drinking Water Boiler | Riverview House - Limerick - M&E PPM's | ZIP TAP | ISS |  | P2011021399 | ref line 293 | ref line 293 |  | Yearly Schedule Feb: 12M - Done; Yearly Schedule Aug: 6M - Done
Limerick | Riverview House | BS-R-IE003-95.12-Feb-2 |  |  |  |  | UK-RVH-FL01-DWB-95.12-Drinking Water Boiler:Canteen
Limerick | Riverview House | BS-R-IE003-95.12-Feb-2 |  |  |  |  | UK-RVH-FL01-DWB-95.12-Drinking Water Boiler:Canteen
Limerick | Riverview House | BE-R-IE003-26.01-May-1 | 12M |  |  |  | UK-RVH-FL01-GRD-26.01-Grilles & Diffusers | Riverview House - Limerick - M&E PPM's | Burlington | Burlington |  | TBC | 372.24 | 480 |  | Yearly Schedule Apr: 12M
Limerick | Riverview House | BE-R-IE003-14.22-Jul-1 | 12M,6M |  |  |  | UK-RVH-FL01-BBS-14.22-Bus bar | Riverview House - Limerick - M&E PPM's | ENG LEAD | ISS | N | N/A | 982.13 | 0 |  | Yearly Schedule Feb: 12M; Yearly Schedule Aug: 6M
Limerick | Riverview House | BE-R-IE003-54.03-Nov-1 |  | 12M |  | 12M | UK-RVH-FL01-CAC-54.03-AC Condenser Comms Rom | Riverview House - Limerick - M&E PPM's | Burlington | Burlington |  | TBC | 186.12 | 480 |  | Yearly Schedule Apr: 12M
Limerick | Riverview House | BE-R-IE003-54.03-May-2 |  | 12M |  | 12M | UK-RVH-FL01-CIR-54.03-AC Condensate Pump | Riverview House - Limerick - M&E PPM's | Burlington | Burlington |  | TBC | 186.12 | ref line 683 |  | Yearly Schedule Apr: 12M
Limerick | Riverview House | BE-R-IE003-56.02-Jul-1 |  | 12M |  |  | UK-RVH-FL01-CWS-56.02-Water Tanks | Riverview House - Limerick - M&E PPM's | ESI | Burlington |  | TBC | 3190.5 | 2780 |  | Yearly Schedule Jan: 12M- Done
Limerick | Riverview House | BE-R-IE003-14.22-Oct-2 | 12M,6M |  |  |  | UK-RVH-FL01-DBD-14.22-DB, Unknown | Riverview House - Limerick - M&E PPM's | ENG LEAD | ISS | N | N/A | 982.13 | 0 |  | Yearly Schedule Mar: 6M; Yearly Schedule Sep: 12M
Limerick | Riverview House | BE-R-IE003-87.06-Jun-1 |  | 12M |  |  | UK-RVH-FL01-FBL-87.06-Fire Blanket | Riverview House - Limerick - M&E PPM's | G4S | Burlington |  | TBC | 186.12 | 390 |  | Yearly Schedule May: 12M
Limerick | Riverview House | BE-R-IE003-14.20-Jun-1 | 12M |  |  |  | UK-RVH-FL01-EAA-14.20-Emergency Assistance Alarm | Riverview House - Limerick - M&E PPM's | Burlington | Burlington |  | TBC | 186.12 | 480 |  | Yearly Schedule May: 12M
Cork | City Quarter | BE-R-IE006-22.01-Feb-1 | 3M | 12M |  | 12M | UK-CQLQ-FL02-FAS-22.01-Fire Alarm System (includes intruder & fire alarm monitoring) | Cork - M&E PPM's | Q3 | ISS |  |  | 650 | 470 |  | Yearly Schedule Jan: 3M - Done; Yearly Schedule Apr: 3M - Done; Yearly Schedule Jul: 3M - Done; Yearly Schedule Oct: 3M | Site wide building - Eddie in G4S
Limerick | Riverview House | BE-R-IE003-14.20-Jun-1 | 1M |  |  |  | UK-RVH-FL01-EAA-14.20-Emergency Assistance Alarm | Riverview House - Limerick - M&E PPM's | WPC Internal | ISS | N | N/A | 0 | 0 |  | 1M - Done | 1M - Done | 1M - Done | 1M - Done | 1M - Done | 1M - Done | 1M - Done | 1M - Done | 1M - Done | 1M | 1M - Done | 1M - Done
Limerick | Riverview House | BE-R-IE003-32.02-Jun-1 |  | 12M, |  | 12M, | UK-RVH-FL01-WSE-32.02-Hot & Cold Water Services | Riverview House - Limerick - M&E PPM's | Burlington | Burlington |  | TBC | 686.12 | 1200 |  | Yearly Schedule May: 12M - Done
Limerick | Riverview House | BE-R-IE003-32.02-Jun-1 |  | 1M |  | 1M | UK-RVH-FL01-WSE-32.02-Hot & Cold Water Services | Riverview House - Limerick - M&E PPM's | WPC Internal | ISS | N | N/A | 0 | 0 |  | 1M - Done | 1M - Done | 1M - Done | 1M - Done | 1M - Done | 1M - Done | 1M - Done | 1M - Done | 1M - Done | 1M - Done | 1M - Done | 1M - Done
Limerick | Riverview House | BE-R-IE003-40.01-Jul-1 | 12M |  |  |  | UK-RVH-FL01-GPP-40.01-Valves & Pipework - CWS & HWS | Riverview House - Limerick - M&E PPM's | Burlington | Burlington |  | TBC | 682.13 | 480 |  | Yearly Schedule Apr: 12M
Limerick | Riverview House | BE-R-IE003-35.01-Jul-1 | 12M |  |  |  | UK-RVH-FL01-THI-35.01-Thermal Insulation | Riverview House - Limerick - M&E PPM's | Burlington | Burlington |  | TBC | ref line 692 | ref line 692 |  | Yearly Schedule Apr: 12M
Limerick | Riverview House | BE-R-IE003-35.01-Jul-1 | 12M |  |  |  | Fan Heaters/Panel Heaters | Riverview House - Limerick - M&E PPM's | Burlington | Burlington | [5 empty] | Yearly Schedule Apr: 12M - Done
Limerick | Riverview House | BE-R-IE003-23.17-Jun-1 | 1M | 12M |  |  | UK-RVH-FL01-FDI-23.17-Fire Doors | Riverview House - Limerick - M&E PPM's | Burlington | Burlington |  | TBC | 372.24 | 480 |  | Yearly Schedule Apr: 12M - Done
Limerick | Riverview House | BE-R-IE003-23.17-Jun-1 | 1M | 12M |  |  | UK-RVH-FL01-FDI-23.17-Fire Doors | Riverview House - Limerick - M&E PPM's | WPC Internal | ISS | N | N/A | 0 | 0 |  | 1M - Done | 1M - Done | 1M - Done | 1M - Done | 1M - Done | 1M - Done | 1M - Done | 1M | 1M - Done | 1M - Done | 1M - Done | 1M - Done
Limerick | Riverview House | BE-R-IE003-23.09-Jun-1 |  | 12M |  | 12M | UK-RVH-FL01-FEC-23.09-Fire Extinguisher, CO2 | Riverview House - Limerick - M&E PPM's | G4S | Burlington |  | TBC | 136.5 | ref line 678 |  | Yearly Schedule May: 12M - Done
Limerick | Riverview House | BE-R-IE003-23.10-Jun-1 |  | 12M |  | 12M | UK-RVH-FL01-FEF-23.10-Fire Extinguisher, Foam | Riverview House - Limerick - M&E PPM's | G4S | Burlington |  | TBC | ref line 688 | ref line 678 |  | Yearly Schedule May: 12M - Done
Limerick | Riverview House | BE-R-IE003-20.08-Nov-1 | 12M |  |  |  | UK-RVH-FL01-FEX-20.08-Toilet Extractor | Riverview House - Limerick - M&E PPM's | Burlington | Burlington |  | TBC | 186.12 | 480 |  | Yearly Schedule May: 12M
Limerick | Riverview House | BE-R-IE003-29.03-Jul-1 | 12M |  |  |  | UK-RVH-FL01-PRC-29.03-Coffee Percolator | Riverview House - Limerick - M&E PPM's | N/A | ISS |  |  | TBC | TBC |  | Yearly Schedule Jun: 12M
Limerick | Riverview House | BE-R-IE003-82.05-Feb-1 |  | 12M |  |  | UK-RVH-FL01-PSS-82.05-Lift | Riverview House - Limerick - M&E PPM's | KONE | ISS |  |  | 849.72 | 849.72 |  | Yearly Schedule Mar: 12M - Done
Limerick | Riverview House | BE-R-IE003-29.05-May-1 | 12M |  |  |  | UK-RVH-FL01-HRC-29.05-Heat Recovery Unit | Riverview House - Limerick - M&E PPM's | Burlington | Burlington |  | TBC | 886.12 | 480 |  | Yearly Schedule Apr: 12M - Done
Limerick | Riverview House | BE-R-IE003-51.01-Jul-1 |  | 12M,3M |  |  | UK-RVH-FL01-SBP-51.01-Showers, Electric | Riverview House - Limerick - M&E PPM's | Burlington | Burlington |  | TBC | 930.6 | ref line 698 |  | Yearly Schedule Mar: 3M - Done; Yearly Schedule Jun: 12M - Done; Yearly Schedule Sep: 3M; Yearly Schedule Dec: 3M - Done
Limerick | Riverview House | BE-R-IE003-37.01-Aug-1 |  | 12M,1M |  | 12M | UK-RVH-FL01-SEC-37.01-Emergency Light | Riverview House - Limerick - M&E PPM's | ENG LEAD | ISS | N | N/A | 1441.26 | 0 |  | Yearly Schedule Mar: 3M - Done; Yearly Schedule Jun: 12M; Yearly Schedule Sep: 3M - Done; Yearly Schedule Dec: 3M
Limerick | Riverview House | BE-R-IE003-44.11-Aug-1 |  | 12M |  | 12M | UK-RVH-FL01-INT-44.11-Inter Com | Riverview House - Limerick - M&E PPM's | Q3 | ISS |  |  | 641.59 | 470 |  | Yearly Schedule Jul: 12M - Done
Limerick | Riverview House | BE-R-IE003-44.02-Jul-1 |  | 12M |  |  | UK-RVH-FL01-MSP-44.02-Main Electric Distribution Panel | Riverview House - Limerick - M&E PPM's | ENG LEAD | ISS | N | N/A | 982.13 | 0 |  | Yearly Schedule Jun: 12M - Done
Limerick | Riverview House | BE-R-IE003-14.24-Nov-1 | 12M,3M |  |  |  | UK-RVH-FL01-UWD-14.24-Leak Detection | Riverview House - Limerick - M&E PPM's | G4S | Burlington |  | TBC | 930.6 | 634 |  | Yearly Schedule Jan: 3M - Done; Yearly Schedule Apr: 3M; Yearly Schedule Jul: 3M - Done; Yearly Schedule Oct: 12M - Done
Limerick | Riverview House | BE-R-IE003-16.03-Nov-1 | 12M |  |  |  | UK-RVH-FL01-DDA-16.03-Fire / Smoke Dampers | Riverview House - Limerick - M&E PPM's | Burlington | Burlington |  | TBC | 372.24 | TBC |  | Yearly Schedule Oct: 12M
Limerick | Riverview House | BE-R-IE003-49.02-Feb-1 | 12M |  |  |  | UK-WFTA-FL01-CTV-49.02-CCTV System | Riverview House - Limerick - M&E PPM's | Q3 | ISS |  |  | 780 | 80 |  | Yearly Schedule Jan: 12M - Done
Limerick | Riverview House | BE-R-IE003-NONSFG:AVE-Sep-1-AV Electrosonic:Audio Visual Equipment | 6M |  |  |  | IE-RVH-Audio Visual PM's | Digicom | DIGICOM | ISS |  | P2011022220 | ref line 445 | ref line 445 |  | Yearly Schedule Feb: 6M - Done; Yearly Schedule Aug: 6M - Done
Limerick | Riverview House | BE-R-IE003-23.17-Jun-1 | 1M | 12M |  |  | AED | Riverview House - Limerick - M&E PPM's | WPC Internal | ISS | N | N/A | 0 | 0 |  | 1M - Done | 1M - Done | 1M - Done | 1M - Done | 1M - Done | 1M - Done | 1M - Done | 1M - Done | 1M - Done | 1M - Done | 1M - Done | 1M - Done
Limerick | Riverview House | BE-R-IE003-49.01-Feb-1 | 12M |  |  |  | UK-CQLQ-FL02-FAS-22.01-Fire Alarm System (includes intruder & fire alarm monitoring) | Riverview House - Limerick - M&E PPM's | Q3 | ISS |  |  | 880.16 | 470 |  | Yearly Schedule Jan: 12M - Done
[7 empty] | Includes in house managed services and outsourced services |  |  |  |  | Totals | 176520.43 | 177109.91
Dublin | Harcourt Centre | BS-M-IE001-22.01-Jun-1 | 6M,3M | 12M |  | 12M | 22.01:Fire Alarm System | Dublin - Harcourt - M&E PPM's | Good Fire & Saftey | Burlington |  | TBC | 3120 | 2300 |  | Yearly Schedule Feb: 3M - Done; Yearly Schedule May: 12M - Done; Yearly Schedule Aug: 3M - Done; Yearly Schedule Nov: 6M
Dublin | The Station Building | BE-M-IE001-23.17-Oct-1 | 1M | 12M |  |  | UK-TSBD-ALL-FDI-23.17-Fire Doors | Dublin - Station building - M&E PPM's | DUB TECH/BEL | ISS | N | N/A | 0 | 0 |  | 1M - Done | 1M - Done | 1M - Done | 1M - Done | 1M - Done | 1M | 1M | 1M | 1M | 1M | 1M | 1M
PPM to be added to Planner
Urinal Flush
PHS - Femme Hygiene
AED
Fire Walks
PAT Testing
Pest C0ntrol
FWT
EV Chargers Dublin
Cableplan - Lighting BMS
Barista coffee machine
Confindential Shredding
L8 Temps
Note on R37: Kevin Bentil: Replace pull chords
Note on S41: Kevin Bentil: Zip Tap Temp Ok because its a zip tap
Note on R60: [Threaded comment] Your version of Excel allows you to read this threaded comment; however, any edits to it will get removed if the file is opened in a newer version of Excel. Learn more: https://go.microsoft.com/fwlink/?linkid=870924 Comment: Maintained by landlord
Note on X60: [Threaded comment] Your version of Excel allows you to read this threaded comment; however, any edits to it will get removed if the file is opened in a newer version of Excel. Learn more: https://go.microsoft.com/fwlink/?linkid=870924 Comment: Maintained by landlord
Note on W104: Kevin Bentil: This is picked up and captured on snapfix on daily basis, as per the daily checks and audit conducted on snapfix
Note on S154: Kevin Bentil: Check comms room unit isolated
Note on R180: [Threaded comment] Your version of Excel allows you to read this threaded comment; however, any edits to it will get removed if the file is opened in a newer version of Excel. Learn more: https://go.microsoft.com/fwlink/?linkid=870924 Comment: Cover sheet indicates Q2 instead Q1.
Note on R201: [Threaded comment] Your version of Excel allows you to read this threaded comment; however, any edits to it will get removed if the file is opened in a newer version of Excel. Learn more: https://go.microsoft.com/fwlink/?linkid=870924 Comment: Change cover page to Q1
Note on R223: [Threaded comment] Your version of Excel allows you to read this threaded comment; however, any edits to it will get removed if the file is opened in a newer version of Excel. Learn more: https://go.microsoft.com/fwlink/?linkid=870924 Comment: Change cover page to Q1
Note on U259: Kevin Bentil: All fabric inspection is covered and caputured on snapfix on daily basis
Note on Q403: Kevin Bentil: Proof of visit caters for both building as eircode on the sheet has XX indicating non specificity of building
Note on U407: Kevin Bentil: Require quotation for all site to change foam to water to comply with legal requirement
Note on X413: [Threaded comment] Your version of Excel allows you to read this threaded comment; however, any edits to it will get removed if the file is opened in a newer version of Excel. Learn more: https://go.microsoft.com/fwlink/?linkid=870924 Comment: @Amy this is done 6 months basis. Was missed out in the first file
Note on X421: [Threaded comment] Your version of Excel allows you to read this threaded comment; however, any edits to it will get removed if the file is opened in a newer version of Excel. Learn more: https://go.microsoft.com/fwlink/?linkid=870924 Comment: Done by burlington
Note on R428: [Threaded comment] Your version of Excel allows you to read this threaded comment; however, any edits to it will get removed if the file is opened in a newer version of Excel. Learn more: https://go.microsoft.com/fwlink/?linkid=870924 Comment: Date on cover page to be changed
Note on X432: Kevin Bentil: This is picked up and captured on snapfix on daily basis, as per the daily checks and audit conducted on snapfix
Note on X533: Kevin Bentil: All fabric inspection is covered and caputured on snapfix on daily basis
Note on AB543: [Threaded comment] Your version of Excel allows you to read this threaded comment; however, any edits to it will get removed if the file is opened in a newer version of Excel. Learn more: https://go.microsoft.com/fwlink/?linkid=870924 Comment: Vendor has committed to completing this in 2026. Email evidence available
Note on W592: [Threaded comment] Your version of Excel allows you to read this threaded comment; however, any edits to it will get removed if the file is opened in a newer version of Excel. Learn more: https://go.microsoft.com/fwlink/?linkid=870924 Comment: Need filters. (2 )
Note on U661: Kevin Bentil: Pending quote for changes in adherence with new legislation
Note on U662: Kevin Bentil: Pending quote for changes in adherence with new legislation
Note on S668: [Threaded comment] Your version of Excel allows you to read this threaded comment; however, any edits to it will get removed if the file is opened in a newer version of Excel. Learn more: https://go.microsoft.com/fwlink/?linkid=870924 Comment: Remedials

## PPM Dashboard
Building/ Site | Janaury |  |  | February |  |  | March |  |  | April |  |  | May |  |  | June |  |  | July |  |  | August |  |  | September |  |  | October |  |  | November |  |  | December
| Count | ACHV | % | Count | ACHV | % | Count | ACHV | % | Count | ACHV | % | Count | ACHV | % | Count | ACHV | % | Count | ACHV | % | Count | ACHV | % | Count | ACHV | % | Count | ACHV | % | Count | ACHV | % | Count | ACHV | %
Dublin - Station Building | 8 | 8 | 100% | 17 | 12 | 70.59% | 14 | 9 | 64.29% | 10 | 8 | 80% | 13 | 10 | 76.92% | 8 | 6 | 75% | 13 | 5 | 38.46% | 20 | 9 | 45% | 16 | 4 | 25% | 8 | 2 | 25% | 10 | 3 | 30% | 8 | 1 | 12.5%
Dublin - Harcourt Centre | 9 | 9 | 100% | 29 | 29 | 100% | 12 | 11 | 91.67% | 9 | 9 | 100% | 15 | 15 | 100% | 9 | 7 | 77.78% | 17 | 13 | 76.47% | 33 | 24 | 72.73% | 11 | 9 | 81.82% | 8 | 3 | 37.5% | 8 | 2 | 25% | 8 | 1 | 12.5%
Galway - Hibernian House | 6 | 6 | 100% | 11 | 10 | 90.91% | 4 | 4 | 100% | 6 | 5 | 83.33% | 10 | 9 | 90% | 4 | 4 | 100% | 9 | 6 | 66.67% | 10 | 7 | 70% | 4 | 4 | 100% | 6 | 6 | 100% | 5 | 4 | 80% | 4 | 4 | 100%
Waterford - The Atrium | 9 | 8 | 88.89% | 13 | 13 | 100% | 9 | 8 | 88.89% | 8 | 8 | 100% | 15 | 11 | 73.33% | 6 | 6 | 100% | 9 | 9 | 100% | 11 | 11 | 100% | 7 | 7 | 100% | 8 | 8 | 100% | 8 | 8 | 100% | 6 | 6 | 100%
Cork - City Quarter | 5 | 5 | 100% | 13 | 13 | 100% | 3 | 3 | 100% | 5 | 4 | 80% | 10 | 10 | 100% | 3 | 3 | 100% | 5 | 4 | 80% | 16 | 13 | 81.25% | 3 | 3 | 100% | 5 | 4 | 80% | 4 | 4 | 100% | 3 | 3 | 100%
Limerick - Riverview House | 13 | 12 | 92.31% | 11 | 10 | 90.91% | 10 | 9 | 90% | 18 | 12 | 66.67% | 13 | 10 | 76.92% | 11 | 9 | 81.82% | 11 | 11 | 100% | 11 | 9 | 81.82% | 9 | 7 | 77.78% | 10 | 8 | 80% | 6 | 6 | 100% | 8 | 7 | 87.5%
Total | 50 | 48 | 96% | 94 | 87 | 92.55% | 52 | 44 | 84.62% | 56 | 46 | 82.14% | 76 | 65 | 85.53% | 41 | 35 | 85.37% | 64 | 48 | 75% | 101 | 73 | 72.28% | 50 | 34 | 68% | 45 | 31 | 68.89% | 41 | 27 | 65.85% | 37 | 22 | 59.46%
Month | % ACHV
January | 96%
February | 92.55%
March | 84.62%
April | 82.14%
May | 85.53%
June | 85.37%
July | 75%
August | 72.28%
September | 68%
October | 68.89%
November | 65.85%
December | 59.46%
Percentage Completion | 77.97%

## BEL Costs as of Jan 2025
Dublin |  |  |  |  | Cork
Service | Current Supplier | New Supplier | Visit Frequency | Costs | Service | Current Supplier | New Supplier | Visit Frequency | Costs
14.22:Distribution Boards (DB's) | ISS TECH SERVICES | BEL | 12 | 3240 | 14.22:Distribution Boards (DB's) | ISS Tech Services | BEL | 12 | Removed
44.12:Busbar Systems | ISS TECH SERVICES | BEL | 12 | 1020 | 20.08:Extract Fans | ISS Tech Services | BEL | 6 | 960
14.24:Underfloor Water Detection System | DUB TECH | BEL | 6 | 960 | 54.03:Split Systems / Heatpumps | ISS Tech Services | BEL | 6 | 960
14.15:Inverters / Speed Controllers | GLOBOSERV | BEL | 12 | 240 | 54.03:Condensers Air Cooled | ISS Tech Services | BEL | 6 | 240
03.01:Air Handling Units | GLOBOSERV | BEL | 6 | 2400 | 95.12:Water Heaters Packaged Electric | ISS Tech Services | BEL | 12 | 120
54.03:Split Systems / Heatpumps 001 | GLOBOSERV | BEL | 6 | 2400 | 88.50:Walls and partitions Incl Sliding / Mobile |  | Masterchoice | 12 | 3312
54.03:Condensers Air Cooled | GLOBOSERV | BEL | 6 | 13200 | 95.12:Zip Drinking Water Boiler |  | ZIP |  | Removed
54.03:Condensate Pump | GLOBOSERV | BEL | 6 | 0 | BMS |  | Ashdown |  | 750
32.07:Calorifier Hot Water Supply | DGM | BEL | 6 | 960 | Access Control |  | NA |  | Removed
95.12:Water Heaters Packaged Electric | DUB TECH | BEL | 12 | 300 | Hot & Cold Water Services |  | ESI |  | 2100
29.03:Plate Recuperator | GLOBOSERV | BEL | 6 | 240 | Leak Detection System |  | G4S |  | 634
54.03:Split Systems / Heatpumps 002 | GLOBOSERV | BEL | 6 | 1560 | Fire Doors |  | BEL |  | 520
54.03:Split Systems / Heatpumps 003 | GLOBOSERV | BEL | 6 | 1560 | Emergency Light |  | BEL | 3 | Removed
37.01:Emergency Lighting | ISS TECH SERVICES | BEL | 3 | 1920 | Ducting including Fire Dampers |  | NA |  | Not included
14.22:Distribution Boards (DB's) SB | ISS TECH SERVICES | BEL | 12 | 360 | Fan Coils |  | BEL | 6 | 3060
14.22:Control Panels(Electrical Services) SB | ISS TECH SERVICES | BEL | 12 | 960 | Fire Extinguisher, Foam |  | G4S |  | 585
03.01:Air Handling Units SB | GLOBOSERV | BEL | 6 | 1440 | Fire Extinguishers CO2 |  | G4S
54.03:Split Systems / Heatpumps SB | GLOBOSERV | BEL | 6 | 0 | Total |  |  |  | 13241
54.03:Condensers Air Cooled SB | GLOBOSERV | BEL | 6 | 480
45.01:Circulating Pump SB | DGM | BEL | 6 | 480 | Galway
32.12:Expansion Vessels SB | DGM | BEL | 6 | 480
56.02:Tanks CWS SB | HBE | BEL | 12 | 120 | Service | Current Supplier | New Supplier | Visit Frequency | Costs
95.12:Water Heaters Packaged Electric SB | ISS TECH SERVICES | BEL | 12 | 120 | 14.22:Distribution Boards (DB's) | ISS Tech Services | BEL | 12 | Removed
51.01:Showers SB | ISS TECH SERVICES | BEL | 3 | 1200 | 54.03:Split Systems / Heatpumps | ISS Tech Services | BEL | 6 | 1680
05.23:Boiler SB | DGM | BEL | 6 | 960 | 54.03:Condensers Air Cooled | ISS Tech Services | BEL | 6
22.01:Fire Alarm System | FSI | Good Fire & Safety | 3 | 2300 | Zip:Drinking Water Boiler:1st Floor |  | Zip | 12 | Removed
23.13:Fire Extinguishers Water | AMBER FIRE | G4S | 12 | 2551 | Valves & Pipework - CWS & HWS |  | BEL | 12 | 480
87.06:Fire Blankets | FSI | G4S | 12 |  | Heat Recovery Unit |  | BEL | 6 | 480
23.16:Kitchen Hood Fire Suppression | AMBER FIRE | G4S | 6 | 1799 | Emergency Light |  | BEL | 3 | Removed
71.06:Grease / Oil Separators (Greasheild) | DRAIN DOCTOR | FM environmental | 3 | 1456 | Fire Doors |  | BEL | 12 | 520
20.08:Extract Fans (cleaning) | ENVRO HYGIENE | Airways | 6 | 2125 | Hot & Cold Water Services |  | ESI |  | 1200
06.05:BMS Outstations | ASHDOWN CONTROLS | Ashdown Controls | 6 | 1500 | Security Access System |  | NA |  | Removed
14.19:Access Systems (Door Access Control) | M&J Electronics | NA | 6 | Removed | Access System |  | NA |  | Removed
95.12:Drinking Water Boiler | ZIP TAP | NA | 6 | Removed | CCTV |  | NA |  | Removed
88.50:Walls and Partitions | Masters Choice | Master Choice | 12 | 3312 | Water Filter |  | BEL |  | 550
65.10:Water Treatment Chemical Dosing SB | HBE | ESI | 12 | 3500 | Fire Extinguisher, CO2 |  | G4S |  | 288
95.12:Drinking Water Boiler | ZIP TAP | NA | 6 | Removed | Fire Extinguisher, Foam |  | G4S
14.20:Emergency Assistance Alarms/leak detection SB | ISS TECH SERVICES | Good Fire & Safety | 12 | 480 | Extractor (not duct cleaning) |  | BEL |  | 480
22.01:Fire Alarm System (Station House) | FSI | G4S | 3 | 936 | Total |  |  |  | 5678
23.13:Fire Extinguishers Water (Station House) | AMBER FIRE | G4S | 1 | 490
18.02:Hair Dryer | ISS TECH SERVICES | BEL | 3 | 480
General Operative 1 day a week |  | BEL | 48 (Days) | 21120
Total |  |  |  | 78649
Limerick
Waterford
[5 empty] | Service | Current Supplier | New Supplier | Visit Frequency | Costs
Service | Current Supplier | New Supplier | Visit Frequency | Costs | 54.03:Split Systems / Heatpumps | ISS Tech Services | BEL | 6 | 960
54.03:Split Systems / Heatpumps | ISS Tech Services | BEL | 6 | 960 | 95.12:Water Heaters Packaged Electric | ISS Tech Services | BEL | 6 | 600
54.03:Condensers Air Cooled | ISS Tech Services | BEL | 6 |  | 54.03:VRV System |  | BEL | 6 | 4320
95.12:Water Heaters Packaged Electric | ISS Tech Services | BEL | 12 | 480 | 28.01:Heat Emitters (electric heaters) |  | BEL | 6 | 480
95.12:Zip Drinking Water Boiler |  | ZIP |  | Removed | 45.12:Booster Sets CWS |  | BEL | 6 | 480
Fire Doors |  | BEL | 1 | 480 | 95.12:Water Heaters Packaged Electric |  | BEL | 6 | 480
Hot & Cold Water Services |  | ESI | 2 | 1400 | Grilles & Diffusers |  | BEL | 6 | 480
Main Incoming Switch Panel |  | BEL |  | Removed | Bus bar |  | BEL | 12 | Removed
PIR Occupancy Lighting Sensors |  | BEL |  | Removed | AC Condenser Comms Rom |  | BEL | 6 | 480
Emergency Light |  | BEL |  |  | AC Condensate Pump |  | BEL | 6
CCTV System |  |  |  | Removed | Heat Recovery Unit |  | BEL | 6 | 480
Emergency Alarm System |  | BEL |  | 480 | Main Electric Distribution Panel |  | BEL | 12 | Removed
Emergency Alarm System |  | BEL |  |  | Water Tanks |  | ESI | 1 | 2780
Fire Extinguisher, CO2 |  | G4S |  | 420 | Valves & Pipework - CWS & HWS |  | BEL | 12 | 480
Fire Extinguisher, Foam |  | G4S |  |  | Thermal Insulation |  | BEL | 12
Fire Blanket |  | G4S |  |  | Fire Doors |  | BEL | 12 | 480
Leak Detection |  | G4S |  | 634 | Toilet Extractor |  | BEL | 6 | 480
Zip:Drinking Water Boiler:1st Canteen |  |  |  | Removed | Shower, Electric |  | BEL
Access Control System |  |  |  | Removed | Emergency Light |  | BEL | 3 | Removed
Total |  |  |  | 4854 | Emergency Light |  | BEL | 3
[5 empty] | PIR Occupancy Lighting Sensors |  | NA | 1
[5 empty] | Inter Com |  | NA | 1 | Removed
[5 empty] | Leak Detection |  | G4S | 6 | 634
[5 empty] | Fire / Smoke Dampers |  | NA | 1 | Removed
[5 empty] | CCTV System and Cameras |  | NA | 1 | Removed
[5 empty] | Intruder Alarm |  | NA | 1 | Removed
[5 empty] | 22.01:Fire Alarm System | G4S Fire | G4S | 4 | 1911
[5 empty] | 14.19:Access Systems (Door Access Control) | Q3 |  | 2 | Removed
[5 empty] | 95.12:Drinking Water Boiler | ZIP TAP |  | 2 | Removed
[5 empty] | Access Systems (Door Access Control) |  |  | 2 | Removed
[5 empty] | Emergency Assistance Alarm |  |  | 1 | Removed
[5 empty] | Hot & Cold Water Services |  | BEL | 1 | 1200
[5 empty] | Fire Extinguisher, CO2 |  | G4S | 1 | 390
[5 empty] | Fire Extinguisher, Foam |  | G4S | 1
[5 empty] | Fire Blanket |  |  | 1
[5 empty] | Lift |  |  | 1 | Removed
[5 empty] | Total |  |  |  | 17115

## Costing CCN 2025 Service Stream
Costing Service Stream | SubCategory | Description | Supplier | Managed By | Cost 2024 | Cost 2025
WS1 |  |  |  |  | 281,
WS2 | Cleaning Services | Cleaning Staff / Deep Cleans and Periodic Cleans including waste management services | ISS | ISS | 441315.2
WS3 | Food Services | Applied to Labour Only. Hopitality and Free Issues are adhoc | ISS | ISS | 281792.32
WS4 | Office Services | Staffing Costs for Dublin and Regional WPC Team | ISS | ISS | 540411.66
WS5 | Security Services | Including Manguarding, CCTV, Access Control, Patrol/Response and Intruder Alarm
WPM | Management Services | WPM, Account Management (IT, H&S, KAM, Burden) | ISS | ISS | 126854.97